## NM Data
Net Metering Systems - Data for 2022 Biennial Update
|  |  | 1a |  | 1b | 1c | 1d | 1e | 1f | 2 | 3 | 4 | 5 | 6 | 7 | 8
|  |  | INTERCONNECTION |  |  | CPG REGISTRATION / APPLICATION |  |  | SYSTEM DATA | [5 empty] | LOCATION
Utility | member Name | Application Status | Interconnection Application Date | Interconnection Date | CPG Number | Completed CPG Application Date | CPG Issued / Deemed Issued Date | NM System (Vintage) | AC (Inverter) Capacity kW | Fuel Type | REC Disposition | Applicable Siting Adjustor | Category | Preferred Site Type | Municipality | Zip Code | CPG Application year | Interconnection Application Year | Interconnection Year
[8 empty] | NM 1.0 |  |  |  | 0
Note on D4: [Threaded comment] Your version of Excel allows you to read this threaded comment; however, any edits to it will get removed if the file is opened in a newer version of Excel. Learn more: https://go.microsoft.com/fwlink/?linkid=870924 Comment: interconnection application dates that were blank but had an interconnection date have assumed the CPG application date where available.

## 2020_2021 sort
WEC 2020_2021 | Petitioner/Applicant | status | Filed On | commissioning date | Case Number | Date CPG Issued or Deemed Issued | Date CPG Issued or Deemed Issued | VINTAGE | Capacity | Gen. Type | Transfer Env. Att. to Utility | REC ADDER | App. Accepted | PREFERRED SITE | Town | Zipcode | CPG Application year | Interconnection Application Year | Interconnection Year | Address | Electric Utility | kW or MW | Amend-ment | Case Status | System Installer | PV Module Manufacturer | Module Model Number | Number of Modules | Power Rating Per Module (DC Watts) | Total Array Output (DC kW) | Inverter Manufacturer | Inverter Model Number | Location of Facility's Disconnect Switch | Installation Type | Installation Type Description | System Type and Orientation | Interconnection Configuration | Consumption Meter Number | Group System
Washington Electric Cooperative Inc. | Reva Seybolt | Installed | 2020-01-02 | 2020-10-05 | 20-0001-NMR | 01/17/20 01/17/20 | 01/17/20 01/17/20 | NM 2.2 | 6 | Solar | Yes | 0.01 | 2020-01-02 |  | Vershire | 5079 | 2020 | 2020 | 2020 | 9788 VT Route 113 | Washington Electric Cooperative Inc. | KW |  | Closed |  | Solar World | 285 | 24 | 285 | 6.84 | SMA | SB6000 tl |  | Roof Mount |  | Fixed | Behind Consumption Meter |  | No
Washington Electric Cooperative Inc. | Paul Otenti | Installed | 2020-01-03 | 2020-03-09 | 20-0010-NMR | 01/21/20 01/21/20 | 01/21/20 01/21/20 | NM 2.2 | 7.6 | Solar | Yes | 0.01 | 2020-01-03 |  | Middlesex | 5602 | 2020 | 2020 | 2020 | 150 Zdon Road | Washington Electric Cooperative Inc. | KW |  | Closed | Solar Communities, (DBA) SunCommon | LG | LG Neon2 350 | 27 | 350 | 9.45 | SolarEdge | SE7600 H-US |  | Roof Mount |  | Fixed | Behind Consumption Meter |  | No
Washington Electric Cooperative Inc. | Deborah DeAlmeida | Installed | 2020-01-14 | 2020-06-05 | 20-0105-NMR | 01/30/20 01/30/20 | 01/30/20 01/30/20 | NM 2.2 | 6 | Solar | Yes | 0.01 | 2020-01-14 |  | Corinth | 05039-9602 | 2020 | 2020 | 2020 | 5299 Chelsea Rd | Washington Electric Cooperative Inc. | KW | Yes | Closed | Solar Communities, (DBA) SunCommon | LG | LG Neon2 350 | 18 | 350 | 6.3 | SolarEdge | SE 6000H-US |  | Ground Mount |  | Fixed | Behind Consumption Meter |  | No
Washington Electric Cooperative Inc. | Nancy Farrell | Installed | 2020-01-14 | 2020-07-02 | 20-0107-NMR | 01/30/20 01/30/20 | 01/30/20 01/30/20 | NM 2.2 | 3.8 | Solar | Yes | 0.01 | 2020-01-14 |  | Middlesex | 5602 | 2020 | 2020 | 2020 | 491 Center Road | Washington Electric Cooperative Inc. | KW |  | Closed | Solar Communities, (DBA) SunCommon | LG | LG Neon2 350 | 12 | 350 | 4.2 | SolarEdge | SE3800 H-US |  | Ground Mount |  | Fixed | Behind Consumption Meter |  | No
Washington Electric Cooperative Inc. | Dee Jai Cowles | Installed | 2020-01-16 | 2020-09-30 | 20-0126-NMR | 02/3/20 02/3/20 | 02/3/20 02/3/20 | NM 2.2 | 11.4 | Solar | Yes | 0.01 | 2020-01-16 |  | Moretown | 5602 | 2020 | 2020 | 2020 | 888 Stevens Brook Rd | Washington Electric Cooperative Inc. | KW |  | Closed | Solar Communities, (DBA) SunCommon | LG | LG Neon2 350 | 36 | 350 | 12.6 | SolarEdge | SE11400 H-US |  | Ground Mount |  | Fixed | Behind Consumption Meter |  | No
Washington Electric Cooperative Inc. | Dean Zoecklein | Installed | 2020-01-22 | 2020-05-06 | 20-0180-NMR | 02/6/20 02/6/20 | 02/6/20 02/6/20 | NM 2.2 | 6.6 | Solar | Yes | 0.01 | 2020-01-22 |  | Fayston | 5660 | 2020 | 2020 | 2020 | 240 Smith Road | Washington Electric Cooperative Inc. | KW |  | Closed |  | LG | L320WK | 20 | 320 | 6.4 | ENPHASE | IQ6-60-2-US |  | Roof Mount |  | Fixed | Generation Meter |  | No
Washington Electric Cooperative Inc. | Friedrich Gross | Installed | 2020-01-23 | 2019-11-22 | 20-0193-NMR | 02/7/20 02/7/20 | 02/7/20 02/7/20 | NM 2.2 | 15 | Solar | Yes | 0.01 | 2020-01-23 |  | Corinth | 5039 | 2020 | 2020 | 2020 | 78 Kallberg Dr. | Washington Electric Cooperative Inc. | KW |  | Closed |  | GCL | M6/72H375 | 34 | 375 | 12.75 | Fronius Primo | 15.0-1 |  | Ground Mount |  | Fixed | Behind Consumption Meter |  | No
Washington Electric Cooperative Inc. | David Hill-Eubanks | Installed | 2020-02-07 | 2020-07-16 | 20-0372-NMR | 02/25/20 02/25/20 | 02/25/20 02/25/20 | NM 2.2 | 10 | Solar | Yes | 0.01 | 2020-02-07 |  | Northfield | 5663 | 2020 | 2020 | 2020 | 2364 Route 12A | Washington Electric Cooperative Inc. | KW |  | Closed | DC Energy Innovations, Inc. | Hanwah Qcells | Q.Peak Duo 325 G7 | 32 | 325 | 10.4 | Solaredge | SE10000H-US |  | Ground Mount |  | Fixed | Behind Consumption Meter |  | No
Washington Electric Cooperative Inc. | Chris Pratt | Proposed | 2020-02-14 |  | 20-0419-NMR | 03/4/20 03/4/20 | 03/4/20 03/4/20 | NM 2.2 | 7.6 | Solar | Yes | 0.01 | 2020-02-14 |  | East Montpelier | 5651 | 2020 | 2020 | 2020 | 386 Johnson Road | Washington Electric Cooperative Inc. | KW |  | Closed | Catamount Solar | Hanwha | Hanwha Q Peak DUO 325 | 20 | 325 | 6.5 | SolarEdge | SE7600 |  | Roof Mount |  | Fixed | Behind Consumption Meter |  | No
Washington Electric Cooperative Inc. | Susannah Blachly | Installed | 2020-02-24 | 2020-06-16 | 20-0497-NMR | 03/11/20 03/11/20 | 03/11/20 03/11/20 | NM 2.2 | 6 | Solar | Yes | 0.01 | 2020-02-24 |  | Calais | 5640 | 2020 | 2020 | 2020 | 184 Fowler Road | Washington Electric Cooperative Inc. | KW |  | Closed | Solar Communities, (DBA) SunCommon | LG | LG Neon2 350 | 18 | 350 | 6.3 | SolarEdge | SE6000 H-US |  | Ground Mount |  | Fixed | Behind Consumption Meter |  | No
Washington Electric Cooperative Inc. | Jennifer Lindert | Installed | 2020-02-27 | 2020-07-30 | 20-0530-NMR | 03/16/20 03/16/20 | 03/16/20 03/16/20 | NM 2.2 | 10 | Solar | Yes | 0.01 | 2020-02-27 |  | Plainfield | 05667-9650 | 2020 | 2020 | 2020 | 3330 Upper Road | Washington Electric Cooperative Inc. | KW |  | Closed | Solar Communities, (DBA) SunCommon | LG | LG Neon2 350 | 30 | 350 | 10.5 | SolarEdge | SE10000H |  | Roof Mount |  | Fixed | Behind Consumption Meter |  | No
Washington Electric Cooperative Inc. | John B Hilferty | Installed | 2020-02-28 | 2020-03-30 | 20-0564-NMR | 03/17/20 03/17/20 | 03/17/20 03/17/20 | NM 2.2 | 7.6 | Solar | Yes | 0.01 | 2020-02-28 |  | Williamstown | 5679 | 2020 | 2020 | 2020 | 265 Tower Road | Washington Electric Cooperative Inc. | KW |  | Closed | Solar Communities, (DBA) SunCommon | LG | LG Neon2 350 | 22 | 350 | 7.7 | SolarEdge | SE7600 H-US |  | Roof Mount |  | Fixed | Behind Consumption Meter |  | No
Washington Electric Cooperative Inc. | Doug Kievit-Kylar | Installed | 2020-02-28 | 2020-03-05 | 20-0565-NMR |  |  | NM 1.0 | 3.8 | Solar | Yes | 0 | 2020-02-28 |  | East Montpelier | 5651 | 2020 | 2020 | 2020 | 860 Brazier Road | Washington Electric Cooperative Inc. | KW |  | Closed | Solar Communities, (DBA) SunCommon | LG | LG Neon2 350 | 12 | 350 | 4.2 | SolarEdge | SE3800 H-US |  | Roof Mount |  | Fixed | Behind Consumption Meter |  | No
Washington Electric Cooperative Inc. | Doug Kievit-Kylar | Installed | 2020-03-02 | 2020-03-05 | 20-0574-NMR | 03/18/20 03/18/20 | 03/18/20 03/18/20 | NM 1.0 | 3 | Solar | Yes | 0 | 2020-03-02 |  | East Montpelier | 5651 | 2020 | 2020 | 2020 | 860 Brazier Road | Washington Electric Cooperative Inc. | KW | Yes | Closed | Solar Communities, (DBA) SunCommon Solar Communities, (DBA) SunCommon | Sanyo | Hip-195BA3 | 15 | 195 | 2.93 | SMA America | SB 3000 US |  | Roof Mount |  | Fixed | Behind Consumption Meter |  | No
Washington Electric Cooperative Inc. | Kenneth Kupke | Installed | 2020-03-04 | 2020-08-26 | 20-0588-NMR | 03/19/20 03/19/20 | 03/19/20 03/19/20 | NM 2.2 | 11.4 | Solar | Yes | 0.01 | 2020-03-04 |  | Topsham | 5086 | 2020 | 2020 | 2020 | 96 Ben Dexter Road | Washington Electric Cooperative Inc. | KW | Yes | Closed | Solar Communities, (DBA) SunCommon | LG | LG Neon2 350 | 36 | 350 | 12.6 | SolarEdge | SE 11400H-US |  | Ground Mount |  | Fixed | Behind Consumption Meter |  | No
Washington Electric Cooperative Inc. | J Rob Borowske | Installed | 2020-03-09 | 2020-07-08 | 20-0626-NMR | 03/24/20 03/24/20 | 03/24/20 03/24/20 | NM 2.2 | 5 | Solar | Yes | 0.01 | 2020-03-09 |  | Barre Town | 5641 | 2020 | 2020 | 2020 | 21 Curtis Rd | Washington Electric Cooperative Inc. | KW | Yes | Closed | Apex Solar Power | PANASONIC | VBHN325SA16 | 15 | 325 | 4.88 | SOLAREDGE | SE5000H-US |  | Roof Mount |  | Fixed | Behind Consumption Meter |  | No
Washington Electric Cooperative Inc. | Nick Jasset | Installed | 2020-03-11 | 2020-04-08 | 20-0642-NMR | 03/26/20 03/26/20 | 03/26/20 03/26/20 | NM 2.2 | 6 | Solar | Yes | 0.01 | 2020-03-11 |  | Tunbridge | 5077 | 2020 | 2020 | 2020 | 125 Button Hill Rd | Washington Electric Cooperative Inc. | KW |  | Closed | Integrity Energy | Qcell | QPeak Duo G5 320 | 20 | 320 | 6.4 | Solaredge | SE6000H-US |  | Roof Mount |  | Fixed | Behind Consumption Meter |  | No
Washington Electric Cooperative Inc. | Robert Hilferty | Installed | 2020-03-16 | 2020-05-18 | 20-0696-NMR | 03/31/20 03/31/20 | 03/31/20 03/31/20 | NM 2.2 | 3 | Solar | Yes | 0.01 | 2020-03-16 |  | Williamstown | 5679 | 2020 | 2020 | 2020 | 260 Tower Road | Washington Electric Cooperative Inc. | KW |  | Closed | Solar Communities, (DBA) SunCommon | LG | LG Neon2 350 | 10 | 350 | 3.5 | SolarEdge | SE3000 H-US |  | Roof Mount |  | Fixed | Behind Consumption Meter |  | No
Washington Electric Cooperative Inc. | Aaron Weed | Installed | 2020-03-18 | 2020-05-15 | 20-0727-NMR | 04/2/20 04/2/20 | 04/2/20 04/2/20 | NM 2.2 | 7.6 | Solar | Yes | 0.01 | 2020-03-18 |  | Tunbridge | 5077 | 2020 | 2020 | 2020 | 74 Foundry Road | Washington Electric Cooperative Inc. | KW |  | Closed | Solar Communities, (DBA) SunCommon | LG | LG Neon2 350 | 22 | 350 | 7.7 | SolarEdge | SE7600 H-US |  | Roof Mount |  | Fixed | Behind Consumption Meter |  | No
Washington Electric Cooperative Inc. | Missy Ehrgood | Installed | 2020-03-18 | 2020-06-29 | 20-0732-NMR | 04/2/20 04/2/20 | 04/2/20 04/2/20 | NM 2.2 | 7.6 | Solar | Yes | 0.01 | 2020-03-18 |  | Groton | 05046-3296 | 2020 | 2020 | 2020 | 50 Pond View Lane | Washington Electric Cooperative Inc. | KW |  | Closed | Solar Communities, (DBA) SunCommon | LG | LG Neon2 350 | 28 | 350 | 9.8 | SolarEdge | SE7600 H-US |  | Roof Mount |  | Fixed | Behind Consumption Meter |  | No
Washington Electric Cooperative Inc. | Olana Mangine | Installed | 2020-03-26 | 2020-07-15 | 20-0806-NMR | 04/10/20 04/10/20 | 04/10/20 04/10/20 | NM 2.2 | 7.6 | Solar | Yes | 0.01 | 2020-03-26 |  | Williamstown | 5679 | 2020 | 2020 | 2020 | 368 Chelsea Road | Washington Electric Cooperative Inc. | KW |  | Closed | Solar Communities, (DBA) SunCommon | LG | LG Neon2 350 | 28 | 350 | 9.8 | SolarEdge | SE7600 H-US |  | Roof Mount |  | Fixed | Behind Consumption Meter |  | No
Washington Electric Cooperative Inc. | Mark Johnson | Installed | 2020-03-26 | 2020-05-26 | 20-0807-NMR | 04/10/20 04/10/20 | 04/10/20 04/10/20 | NM 2.2 | 7.6 | Solar | Yes | 0.01 | 2020-03-26 |  | Worcester | 5682 | 2020 | 2020 | 2020 | 273 Minister Brook Road | Washington Electric Cooperative Inc. | KW |  | Closed | Solar Communities, (DBA) SunCommon | LG | LG Neon2 350 | 28 | 350 | 9.8 | SolarEdge | SE7600 H-US |  | Roof Mount |  | Fixed | Behind Consumption Meter |  | No
Washington Electric Cooperative Inc. | Jarret Jackson | Installed | 2020-04-06 | 2020-07-15 | 20-0881-NMR | 04/21/20 04/21/20 | 04/21/20 04/21/20 | NM 2.2 | 15 | Solar | Yes | 0.01 | 2020-04-06 |  | Northfield | 5663 | 2020 | 2020 | 2020 | 64 Bellemore Rd. | Washington Electric Cooperative Inc. | KW |  | Closed | SunCommon | LG | LG Neon2 350 | 48 | 350 | 16.8 | Solar Edge | (1) SE10000H, (1) SE500H |  | Ground Mount |  | Fixed | Behind Consumption Meter |  | No
Washington Electric Cooperative Inc. | Jarret Jackson | Installed | 2020-04-06 | 2020-07-15 | 20-0883-NMR |  |  | NM 2.2 | 15 | Solar | Yes | 0.01 | 2020-04-06 |  | Northfield | 5663 | 2020 | 2020 | 2020 | 64 Bellemore Rd. | Washington Electric Cooperative Inc. | KW |  | Closed | SunCommon | LG | LG Neon2 350 | 48 | 350 | 16.8 | Solar Edge | (1) SE10000H (1) SE5000H |  | Ground Mount |  | Fixed | Behind Consumption Meter |  | No
Washington Electric Cooperative Inc. | Sarah Lyda | Installed | 2020-04-10 | 2013-06-28 | NMR-2988 |  |  | NM 1.0 | 9.2 | Solar | Yes | 0 | 2020-04-10 |  | Washington | 5675 | 2020 | 2020 | 2020 | 655 Doyle Rd | Washington Electric Cooperative Inc. | KW | Yes | Closed |  | Hyundai | HIS-S350R1 | 16 | 350 | 5.6 | SMA | SB5.0 |  | Roof Mount |  | Fixed | Behind Consumption Meter |  | Yes
Washington Electric Cooperative Inc. | Sarah Lyda | Installed | 2020-04-13 | 2020-05-26 | 20-1025 |  |  | NM 1.0 | 17 | Solar | Yes | 0 | 2020-04-13 |  | Washington | 5675 | 2020 | 2020 | 2020 | 655 Doyle Rd | Washington Electric Cooperative Inc. | KW | Yes | Closed |  | Renesola | JC250M-24/Bb | 36 | 250 | 9 | SMA | SB 4.0 + SB6.0 |  | Ground Mount |  | Fixed | Behind Consumption Meter |  | Yes
Washington Electric Cooperative Inc. | Tyler Richardson | Installed | 2020-04-21 | 2020-07-09 | 20-1003-NMR | 05/6/20 05/6/20 | 05/6/20 05/6/20 | NM 2.2 | 7.08 | Solar | Yes | 0.01 | 2020-04-21 |  | Marshfield Village | 5658 | 2020 | 2020 | 2020 | 195 Johnson Road | Washington Electric Cooperative Inc. | KW |  | Closed | Green Mountain Solar | LG | Neon2 | 24 | 350 | 8.4 | Enphase | IQ 7+ |  | Ground Mount |  | Fixed | Behind Consumption Meter |  | No
Washington Electric Cooperative Inc. | Lyda Sarah | Installed | 2020-04-24 | 2020-07-15 | 20-1020-NMR |  |  | NM 1.0 | 10 | Solar | Yes | 0.01 | 2020-04-24 |  | Washington | 5675 | 2020 | 2020 | 2020 | 655 Doyle Rd | Washington Electric Cooperative Inc. | KW | Yes | Closed | Catamount Solar Brooklyn SolarWorks | Renesola | JC250M-24/Bb | 36 | 250 | 9 | SMA | SB 4.0 + SB 6.0 |  | Ground Mount |  | 1-axis | Behind Consumption Meter |  | Yes
Washington Electric Cooperative Inc. | Lyda Sarah | Installed | 2020-04-24 | 2020-07-15 | 20-1020-NMR |  |  | NM 1.0 | 5 | Solar | Yes | 0.01 | 2020-04-24 |  | Washington | 5675 | 2020 | 2020 | 2020 | 655 Doyle Rd | Washington Electric Cooperative Inc. | KW | Yes | Closed | Catamount Solar Brooklyn SolarWorks | Hyundai | HIS-S350Ri | 16 | 350 | 5.6 | SMA | SB 5.0 |  | Roof Mount |  | Fixed | Behind Consumption Meter |  | Yes
Washington Electric Cooperative Inc. | Peg Hough | Installed | 2020-04-28 | 2020-07-07 | 20-1044-NMR | 05/13/20 05/13/20 | 05/13/20 05/13/20 | NM 2.2 | 3.8 | Solar | Yes | 0.01 | 2020-04-28 |  | Marshfield Village | 5658 | 2020 | 2020 | 2020 | 208 Stone Farm Road | Washington Electric Cooperative Inc. | KW |  | Closed | Catamount Solar | Hanwha | Hanwha Q Peak G5 330 | 12 | 330 | 3.96 | SolarEdge | SE3800 |  | Roof Mount |  | Fixed | Behind Consumption Meter |  | No
Washington Electric Cooperative Inc. | Andy Fleury | Installed | 2020-04-30 | 2020-06-05 | 20-1082-NMR | 05/15/20 05/15/20 | 05/15/20 05/15/20 | NM 2.2 | 10 | Solar | Yes | 0.01 | 2020-04-30 |  | Williamstown | 5679 | 2020 | 2020 | 2020 | 282 Mountain View Drive | Washington Electric Cooperative Inc. | KW |  | Closed | The Peck Company | JA Solar | JAP72501-325/SC | 33 | 325 | 10.7 | Solar Edge | SE10000H-US |  | Roof Mount |  | Fixed | Behind Consumption Meter |  | Yes
Washington Electric Cooperative Inc. | Marc McKee | Installed | 2020-05-01 | 2021-03-30 | 20-1096-NMR | 05/18/20 05/18/20 | 05/18/20 05/18/20 | NM 2.2 | 12.7 | Solar | Yes | 0.01 | 2020-05-01 |  | Vershire | 5079 | 2020 | 2020 | 2020 | 286 NORTH ROAD | Washington Electric Cooperative Inc. | KW |  | Closed | Brooklyn SolarWorks | LG Electronics | LG370Q1C-V5 | 36 | 370 | 13.32 | SMA | SB 7.7 + SB 5.0 |  | Ground Mount |  | Fixed | Behind Consumption Meter |  | Yes
Washington Electric Cooperative Inc. | Kathleen Osgood | Installed | 2020-05-06 | 2020-07-29 | 20-1130-NMR | 05/21/20 05/21/20 | 05/21/20 05/21/20 | NM 2.2 | 10 | Solar | Yes | 0.01 | 2020-05-06 |  | Northfield | 5663 | 2020 | 2020 | 2020 | Ravencroft, 806 Loop Road | Washington Electric Cooperative Inc. | KW |  | Closed | Solar Communities, (DBA) SunCommon | LG | LG400N2T-J5 | 24 | 400 | 9.6 | SolarEdge | SE10000H |  | Ground Mount |  | Fixed | Behind Consumption Meter |  | No
Washington Electric Cooperative Inc. | Ian Buchanan | Installed | 2020-05-08 | 2020-09-17 | 20-1166-NMR | 05/26/20 05/26/20 | 05/26/20 05/26/20 | NM 2.2 | 8.12 | Solar | Yes | 0.01 | 2020-05-08 |  | Montpelier | 5602 | 2020 | 2020 | 2020 | 740 Sparrow Farm Rd | Washington Electric Cooperative Inc. | KW |  | Closed | Go Solar New England | Solaria Power XT | 420 | 28 | 420 | 11.76 | Enpahse | IQ 7+ |  | Roof Mount |  | Fixed | Behind Consumption Meter |  | No
Washington Electric Cooperative Inc. | Barbara Zander | Installed | 2020-05-14 | 2020-07-07 | 20-1221-NMR | 2020-05-14 | 2020-05-14 | NM 2.2 | 7.6 | Solar | Yes | 0.01 | 2020-05-14 |  | Groton | 5046 | 2020 | 2020 | 2020 | 83 Bealine Drive | Washington Electric Cooperative Inc. | KW | Yes | Closed | Building Energy | Hanwha Q-Cell | Q-Peak Duo G-5 320 | 24 | 320 | 7.68 | Solaredge | SE7600H-US |  | Roof Mount |  | Fixed | Behind Consumption Meter |  | No
Washington Electric Cooperative Inc. | Foster Farm Botanicals, LLC | Installed | 2020-05-14 | 2021-09-03 | 20-1227-NM | 2020-08-11 | 2020-08-11 | NM 2.2 | 50 | Solar | Yes | 0.01 | 2020-05-27 |  | Calais | 5650 | 2020 | 2020 | 2020 | 792 Foster Hill Rd | Washington Electric Cooperative Inc. | KW |  | Open | Catamount Solar | Hanwha QCells | Duo | 186 | 400 | 74.4 | Fronius | (4) Primo 12.5 | At barn Service entrance | Ground Mount |  | Fixed | Behind Consumption Meter | 20314, 100% farm and adjacent homes | Yes
Washington Electric Cooperative Inc. | Terrence Youk | Installed | 2020-05-14 | 2020-10-02 | 20-1228-NMR | 06/1/20 06/1/20 | 06/1/20 06/1/20 | NM 2.2 | 6 | Solar | Yes | 0.01 | 2020-05-14 |  | Montpelier | 5602 | 2020 | 2020 | 2020 | 4 Glinney Place | Washington Electric Cooperative Inc. | KW |  | Closed | Solaflect Energy | LG | LG375Q1C-V5 | 16 | 375 | 6 | Fronius | Primo 6.0-1 |  | Ground Mount |  | 2-axis | Behind Consumption Meter |  | No
Washington Electric Cooperative Inc. | Robert Small Emily Cayer | Installed | 2020-05-18 | 2020-09-18 | 20-1242-NMR | 06/3/20 06/3/20 | 06/3/20 06/3/20 | NM 2.2 | 8.2 | Solar | Yes | 0.01 | 2020-05-18 |  | Stannard | 5836 | 2020 | 2020 | 2020 | 154 Silver Road | Washington Electric Cooperative Inc. | KW | Yes | Closed | Solartech | LG | LG350N1C-A5 | 24 | 350 | 8.4 | Fronius | 8.2 Primo |  | Ground Mount |  | Fixed | Behind Consumption Meter |  | Yes
Washington Electric Cooperative Inc. | David Hooke | Installed | 2020-05-22 | 2020-07-02 | 20-1304-NMR | 06/9/20 06/9/20 | 06/9/20 06/9/20 | NM 2.2 | 10 | Solar | Yes | 0.01 | 2020-05-22 |  | Vershire | 5079 | 2020 | 2020 | 2020 | 327 Sugar House Lane | Washington Electric Cooperative Inc. | KW | Yes | Closed | Catamount Solar Catamount Solar | REC | REC TwinPeak | 20 | 340 | 6.8 | SolarEdge | SE10000 |  | Roof Mount |  | Fixed | Behind Consumption Meter |  | Yes
Washington Electric Cooperative Inc. | David Hooke | Installed | 2020-05-22 | 2020-07-02 | 20-1304-NMR | 06/9/20 06/9/20 | 06/9/20 06/9/20 | NM 2.2 | 5 | Solar | Yes | 0.01 | 2020-05-22 |  | Vershire | 5079 | 2020 | 2020 | 2020 | 327 Sugar House Lane | Washington Electric Cooperative Inc. | KW | Yes | Closed | Catamount Solar Catamount Solar | REC | REC Alpha AA365 | 16 | 365 | 5.84 | SolarEdge | SE5000 |  | Ground Mount |  | Fixed | Behind Consumption Meter |  | Yes
Washington Electric Cooperative Inc. | John Walters Evan Eyler | Installed | 2020-06-08 | 2020-12-29 | 20-1462-NMR | 06/23/20 06/23/20 | 06/23/20 06/23/20 | NM 2.2 | 11.2 | Solar | Yes | 0.01 | 2020-06-08 |  | Montpelier | 5602 | 2020 | 2020 | 2020 | 1555 North Street | Washington Electric Cooperative Inc. | KW |  | Closed | Catamount Solar | Hanwah | Hanwha Q Peak DUO G7 330 | 52 | 330 | 17.16 | SolarEdge | SE7600H and SE3600H |  | Roof Mount |  | Fixed | Behind Consumption Meter |  | No
Washington Electric Cooperative Inc. | Dennis Nealon | Installed | 2020-06-10 | 2020-07-02 | 20-1486-NMR | 06/25/20 06/25/20 | 06/25/20 06/25/20 | NM 2.2 | 5 | Solar | Yes | 0.01 | 2020-06-10 |  | Middlesex | 5602 | 2020 | 2020 | 2020 | 297 East Bear Swamp Road | Washington Electric Cooperative Inc. | KW |  | Closed | Integrity Energy | Qcell | QPeak Duo G5 325 | 15 | 325 | 4.88 | SolarEdge | SE5000H-US |  | Roof Mount |  | Fixed | Behind Consumption Meter |  | No
Washington Electric Cooperative Inc. | Zachary Sullivan | Installed | 2020-06-12 | 2020-09-09 | 20-1507-NMR | 06/29/20 06/29/20 | 06/29/20 06/29/20 | NM 2.2 | 7.6 | Solar | Yes | 0.01 | 2020-06-12 |  | East Montpelier | 5651 | 2020 | 2020 | 2020 | 105 Boulder Ridge Road | Washington Electric Cooperative Inc. | KW |  | Closed | Catamount Solar | REC | REC365AA | 20 | 365 | 7.3 | SolarEdge | SE7600 |  | Roof Mount |  | Fixed | Behind Consumption Meter |  | No
Washington Electric Cooperative Inc. | Travis Skadberg | Installed | 2020-06-15 | 2020-07-16 | 20-1511-NMR | 06/30/20 06/30/20 | 06/30/20 06/30/20 | NM 2.2 | 15 | Solar | Yes | 0.01 | 2020-06-15 |  | Middlesex | 5682 | 2020 | 2020 | 2020 | 72 Macey Road | Washington Electric Cooperative Inc. | KW |  | Closed | Solar Communities, (DBA) SunCommon | LG | LG 345 N1C- V5 | 56 | 345 | 19.32 | SolarEdge | SE 5000H-US, SE10000H-US |  | Ground Mount |  | Fixed | Behind Consumption Meter |  | No
Washington Electric Cooperative Inc. | Danielle Witte | Installed | 2020-06-22 | 2020-07-29 | 20-1579-NMR | 07/8/20 07/8/20 | 07/8/20 07/8/20 | NM 2.2 | 5 | Solar | Yes | 0.01 | 2020-06-22 |  | Marshfield Village | 5658 | 2020 | 2020 | 2020 | 281 Keene Farm Road | Washington Electric Cooperative Inc. | KW |  | Closed | Solar Communities, (DBA) SunCommon | LG | LG Neon2 345 | 16 | 345 | 5.52 | SolarEdge | SE5000 HUS |  | Roof Mount |  | Fixed | Behind Consumption Meter |  | No
Washington Electric Cooperative Inc. | Kingsbury Energy LLC | Installed | 2020-06-24 | 2021-08-31 | 20-1595-NMR | 07/25/20 07/25/20 | 07/25/20 07/25/20 | NM 2.2 | 120 | Solar | Yes | -0.03 | 2020-06-24 |  | Waitsfield | 5673 | 2020 | 2020 | 2020 | 474 Mad River Park | Washington Electric Cooperative Inc. | KW |  | Closed | Aegis Renewable Energy, Inc. | ZNShine | ZXM6-LDD75-395M | 388 | 395 | 153.26 | CPS | CPS SCA50KTL |  | Roof Mount |  | Fixed | Generation Meter |  | Yes
Washington Electric Cooperative Inc. | Jamon Renaud | Installed | 2020-06-25 | 2020-07-29 | 20-1619-NMR | 07/13/20 07/13/20 | 07/13/20 07/13/20 | NM 2.2 | 7.96 | Solar | Yes | 0.01 | 2020-06-25 |  | Hardwick | 5836 | 2020 | 2020 | 2020 | 942 Belfry Road | Washington Electric Cooperative Inc. | KW |  | Closed | Green Mountain Solar | LG | Neon2 | 27 | 345 | 9.31 | Enphase | IQ 7+ |  | Roof Mount |  | Fixed | Behind Consumption Meter |  | No
Washington Electric Cooperative Inc. | Sarah O'Brien | Installed | 2020-06-26 | 2020-07-30 | 20-1647-NMR | 07/14/20 07/14/20 | 07/14/20 07/14/20 | NM 2.2 | 7.6 | Solar | Yes | 0.01 | 2020-06-26 |  | Plainfield | 5667 | 2020 | 2020 | 2020 | 1773 Middle Rd | Washington Electric Cooperative Inc. | KW |  | Closed | Solar Communities, (DBA) SunCommon | LG | LG Neon2 350 | 27 | 350 | 9.45 | SolarEdge | SE7600 H-US |  | Roof Mount |  | Fixed | Behind Consumption Meter |  | No
Washington Electric Cooperative Inc. | Jim Veneziano | Proposed | 2020-06-29 |  | 20-1682-NMR | 07/15/20 07/15/20 | 07/15/20 07/15/20 |  | 7.6 | Solar | Yes |  | 2020-06-29 |  | Chelsea | 5038 | 2020 | 2020 | 2020 | #672 VT Rte 110 | Washington Electric Cooperative Inc. | KW |  | Closed | Catamount Solar | Hanwha | Q.Peak Duo 400 | 27 | 400 | 10.8 | SolarEdge | SE7600H-US |  | Roof Mount |  | Fixed | Behind Consumption Meter |  | Yes
Washington Electric Cooperative Inc. | Emancipation Energy LLC | Proposed | 2020-07-13 |  | 20-1848-NMP |  |  |  | 150 | Solar | Yes |  | 2020-08-04 |  | Middlesex |  | 2020 | 2020 | 2020 |  | Washington Electric Cooperative Inc. | KW |  | Open | [9 empty] | Ground Mount
Washington Electric Cooperative Inc. | Mary Bechtel | Installed | 2020-07-13 | 2020-10-05 | 20-1855-NMR | 07/28/20 07/28/20 | 07/28/20 07/28/20 | NM 2.2 | 15 | Solar | Yes | 0.01 | 2020-07-13 |  | Moretown | 5660 | 2020 | 2020 | 2020 | 89 Castle Road | Washington Electric Cooperative Inc. | KW |  | Closed | Solar Communities, (DBA) SunCommon | LG | LG Neon2 350 | 54 | 350 | 18.9 | SolarEdge | SE10000HUS, SE5000HUS |  | Ground Mount |  | Fixed | Behind Consumption Meter |  | No
Washington Electric Cooperative Inc. | James Bostrom | Installed | 2020-07-15 | 2021-06-17 | 20-1872-NMR | 08/4/20 08/4/20 | 08/4/20 08/4/20 | NM 2.2 | 3.5 | Solar | Yes | 0.01 | 2020-07-15 |  | Groton | 5046 | 2020 | 2020 | 2020 | 19 Pond View Lane | Washington Electric Cooperative Inc. | KW |  | Closed | Solartech | LG | LG350N1-V5 | 10 | 350 | 3.5 | Enphase | IQ7A |  | Roof Mount |  | Fixed | Behind Consumption Meter |  | Yes
Washington Electric Cooperative Inc. | Robert Doolen | Proposed | 2020-07-15 |  | 20-1875-NMR | 07/30/20 07/30/20 | 07/30/20 07/30/20 |  | 11.4 | Solar | Yes |  | 2020-07-15 |  | Worcester | 5682 | 2020 | 2020 | 2020 | 44 Macey Road | Washington Electric Cooperative Inc. | KW |  | Closed | Solar Communities, (DBA) SunCommon | LG | LG Neon2 345 | 42 | 345 | 14.49 | SolarEdge | SE11400HUS |  | Ground Mount |  | Fixed | Behind Consumption Meter |  | No
Washington Electric Cooperative Inc. | Amy Kong | Installed | 2020-07-16 | 2020-09-16 | 20-1892-NMR | 07/31/20 07/31/20 | 07/31/20 07/31/20 | NM 2.2 | 8.26 | Solar | Yes | 0.01 | 2020-07-16 |  | Duxbury | 5560 | 2020 | 2020 | 2020 | 302 Hillcrest Avenue | Washington Electric Cooperative Inc. | KW |  | Closed | Green Mountain Solar | LG | NeonR | 28 | 355 | 9.94 | Enphase | IQ 7+ |  | Roof Mount |  | Fixed | Behind Consumption Meter |  | No
Washington Electric Cooperative Inc. | Michael Contrivo | Installed | 2020-07-16 | 2020-08-13 | 20-1895-NMR | 07/31/20 07/31/20 | 07/31/20 07/31/20 | NM 2.2 | 3.8 | Solar | Yes | 0.01 | 2020-07-16 |  | Middlesex | 5602 | 2020 | 2020 | 2020 | 92 Guilmette Rd | Washington Electric Cooperative Inc. | KW |  | Closed | SunCommon | Longi | Longi LR6-320 | 12 | 320 | 3.84 | SolarEdge | SE3800 H-US |  | Roof Mount |  | Fixed | Behind Consumption Meter |  | No
Washington Electric Cooperative Inc. | Vanessa Miller | Installed | 2020-07-23 | 2020-10-09 | 20-1952-NMR | 08/7/20 08/7/20 | 08/7/20 08/7/20 | NM 2.2 | 9.2 | Solar | Yes | 0.01 | 2020-07-23 |  | Williamstown | 5679 | 2020 | 2020 | 2020 | 267 Tower Road | Washington Electric Cooperative Inc. | KW |  | Closed |  | Silfab | SIL-380-NT | 27 | 380 | 10.2 | Enphase | IQ7+ |  | Ground Mount |  | Fixed | Behind Consumption Meter |  | No
Washington Electric Cooperative Inc. | Brooks Scott | Installed | 2020-07-24 | 2020-09-09 | 20-1970-NMR | 08/10/20 08/10/20 | 08/10/20 08/10/20 | NM 2.2 | 10.88 | Solar | Yes | 0.01 | 2020-07-24 |  | Waterbury | 5676 | 2020 | 2020 | 2020 | 126 Atwood Rd | Washington Electric Cooperative Inc. | KW |  | Closed | Richard Rivers | Panasonic | 330HITMONO40 | 34 | 330 | 11.22 | Enphase | IQ7X-96CELL | Behind Consumption Meter | Roof Mount |  | Fixed | Behind Consumption Meter |  | No
Washington Electric Cooperative Inc. | Richard Kelley | Installed | 2020-07-27 | 2020-10-05 | 20-2008-NMR | 08/11/20 08/11/20 | 08/11/20 08/11/20 | NM 2.2 | 10 | Solar | Yes | 0.01 | 2020-07-27 |  | Corinth | 5039 | 2020 | 2020 | 2020 | 307 Ridge Ln | Washington Electric Cooperative Inc. | KW |  | Closed | Solar Communities, (DBA) SunCommon | LG | LG 400 N2T-J5 | 24 | 400 | 9.6 | SolarEdge | SE10000H |  | Ground Mount |  | Fixed | Behind Consumption Meter |  | No
Washington Electric Cooperative Inc. | William Craig | Installed | 2020-07-28 | 2008-07-07 | NM-489 |  |  | NM 1.0 | 4 | Solar | Yes | 0 | 2020-07-28 |  | Montpelier | 5602 | 2020 | 2020 | 2020 | 3930 North St | Washington Electric Cooperative Inc. | KW | Yes | Closed | Doug Wells | Q Cells | Peak Duo G6 340 bob | 12 | 340 | 4.08 | SMA | SB4000 |  | Ground Mount |  | Fixed | Behind Consumption Meter |  | No
Washington Electric Cooperative Inc. | William Craig | Installed | 2020-07-27 | 2020-09-09 | 20-2006-NMR | 2020-07-27 | 2020-07-27 | NM 1.0 | 4 | Solar | Yes | 0 | 2020-07-27 |  | Montpelier | 5602 | 2020 | 2020 | 2020 | 3930 North St | Washington Electric Cooperative Inc. | KW | Yes | Closed | Doug Wells | Sanyo, Q Cell | HIP 200- Q-Peak Duo 330 | 30 | 340 | 7680 | SMA | SB4000 |  | Ground Mount |  | Fixed | Behind Consumption Meter |  | No
Washington Electric Cooperative Inc. | William Craig | Installed | 2020-07-28 | 2020-09-09 | 20-2020-NMR | 08/13/20 08/13/20 | 08/13/20 08/13/20 | NM 1.0 | 8 | Solar | Yes | 0 | 2020-07-28 |  | Montpelier | 5602 | 2020 | 2020 | 2020 | 3930 North St | Washington Electric Cooperative Inc. | KW | Yes | Closed | Doug Wells | Sanyo-Legacy | HIP 200 | 18 | 200 | 3.6 | SMA | SB4000 |  | Ground Mount |  | Fixed | Behind Consumption Meter |  | No
Washington Electric Cooperative Inc. | Benj Spound | Installed | 2020-08-03 | 2020-08-26 | 20-2145-NMR | 08/19/20 08/19/20 | 08/19/20 08/19/20 | NM 2.2 | 6 | Solar | Yes | 0.01 | 2020-08-03 |  | Vershire | 5079 | 2020 | 2020 | 2020 | 689 Goose Green Rd | Washington Electric Cooperative Inc. | KW |  | Closed | O'Meara Solar | Hanwha QCELL | 315W G5 DUO | 20 | 315 | 6.3 | SolarEdge | SE6000H-US |  | Roof Mount |  | Fixed | Behind Consumption Meter |  | No
Washington Electric Cooperative Inc. | Thomas Cronin | Installed | 2020-08-04 | 2020-09-28 | 20-2149-NMR | 08/20/20 08/20/20 | 08/20/20 08/20/20 | NM 2.2 | 15 | Solar | Yes | 0.01 | 2020-08-04 |  | Calais | 5650 | 2020 | 2020 | 2020 | 93 Blackberry Ridge Road | Washington Electric Cooperative Inc. | KW |  | Closed | Solar Communities, (DBA) SunCommon | LG | LG Neon2 405 Bifacial | 40 | 405 | 16.2 | SolarEdge | SE-10000H, SE-5000H |  | Ground Mount |  | Fixed | Behind Consumption Meter |  | No
Washington Electric Cooperative Inc. | Peter Evans | Installed | 2008-05-01 | 2008-11-21 | NM-582 | 08/24/20 08/24/20 | 08/24/20 08/24/20 | NM 1.0 | 1.1 | Solar | Yes | 0 | 2020-08-06 |  | Northfield | 5663 | 2020 | 2020 | 2020 | 107 Evans Rd | Washington Electric Cooperative Inc. | KW | Yes | Closed | Integrity Energy | Qcell | Q.Peak Duo L-G8.3 420 | 16 | 420 | 6.72 | SMA | SB6000TL-41 |  | Ground Mount |  | Fixed | Behind Consumption Meter |  | No
Washington Electric Cooperative Inc. | Peter Evans | Installed | 2020-08-06 | 2020-08-21 | 20-2181 | 08/24/20 08/24/20 | 08/24/20 08/24/20 | NM 1.0 | 6 | Solar | Yes | 0 | 2020-08-06 |  | Northfield | 5663 | 2020 | 2020 | 2020 | 107 Evans Rd | Washington Electric Cooperative Inc. | KW | Yes | Closed | Integrity Energy | Qcell | Q.Peak Duo L-G8.3 420 | 16 | 420 | 6.72 | SMA | SB6000TL-41 |  | Ground Mount |  | Fixed | Behind Consumption Meter |  | No
Washington Electric Cooperative Inc. | Neil Julian | Installed | 2020-08-18 | 2020-10-22 | 20-2280-NMR | 09/18/20 09/18/20 | 09/18/20 09/18/20 | NM 2.2 | 16 | Solar | Yes | 0.01 | 2020-08-18 |  | Barre Town | 5641 | 2020 | 2020 | 2020 | 60 Apple Blossom Road | Washington Electric Cooperative Inc. | KW |  | Closed | Solar Communities, (DBA) SunCommon | Longi | Longi LR6-320 | 64 | 320 | 20.48 | SolarEdge | SE10000HUS, SE6000HUS |  | Roof Mount |  | Fixed | Behind Consumption Meter |  | No
Washington Electric Cooperative Inc. | John Beling | withdrawn | 2020-08-24 |  | 20-2365-NMR | 09/9/20 09/9/20 | 09/9/20 09/9/20 |  | 10 | Solar | Yes |  | 2020-08-24 |  | Montpelier | 5602 | 2020 | 2020 | 2020 | 580 Cummings Road | Washington Electric Cooperative Inc. | KW |  | Closed | Solar Communities, (DBA) SunCommon | LG | LG400 N2T-J5 | 24 | 400 | 9.6 | SolarEdge | SE10000H-US |  | Ground Mount |  | Fixed | Behind Consumption Meter |  | No
Washington Electric Cooperative Inc. | Cheryl Allen | Proposed | 2020-08-26 |  | 20-2393-NMR | 09/11/20 09/11/20 | 09/11/20 09/11/20 | NM 2.2 | 10 | Solar | Yes |  | 2020-08-26 |  | Corinth | 5040 | 2020 | 2020 | 2020 | 191 Bolander Rd | Washington Electric Cooperative Inc. | KW |  | Closed | Solar Communities, (DBA) SunCommon | LG | LG400 N2T-J5 | 24 | 400 | 9.6 | SolarEdge | SE10000H-US |  | Ground Mount |  | Fixed | Behind Consumption Meter |  | No
Washington Electric Cooperative Inc. | Paul M Hutchins | Installed | 2020-09-01 | 2020-10-09 | 20-2471-NMR | 09/17/20 09/17/20 | 09/17/20 09/17/20 | NM 2.2 | 7.6 | Solar | Yes | 0.01 | 2020-09-01 |  | Barre Town | 5641 | 2020 | 2020 | 2020 | 33 Apple Blossom Road | Washington Electric Cooperative Inc. | KW |  | Closed | Solar Communities, (DBA) SunCommon | LG | LG Neon2 360 | 22 | 360 | 7.92 | SolarEdge | SE7600 H-US |  | Roof Mount |  | Fixed | Behind Consumption Meter |  | No
Washington Electric Cooperative Inc. | Rod Kovach | Installed | 2020-09-10 | 2020-10-02 | 20-2587-NMR | 09/25/20 09/25/20 | 09/25/20 09/25/20 | NM 2.2 | 10 | Solar | Yes | 0.01 | 2020-09-10 |  | East Montpelier | 5651 | 2020 | 2020 | 2020 | 328 Cherry Tree Hill Road | Washington Electric Cooperative Inc. | KW |  | Closed | Solar Communities, (DBA) SunCommon | LG | LG 405 Bifacials | 28 | 405 | 11.34 | SolarEdge | SE10000H |  | Ground Mount |  | Fixed | Behind Consumption Meter |  | No
Washington Electric Cooperative Inc. | Richard Flies Kathi Flies | Installed | 2020-09-11 | 2020-10-04 | 20-2602-NMR | 10/5/20 10/5/20 | 10/5/20 10/5/20 | NM 2.2 | 10 | Solar | Yes | 0.01 | 2020-09-11 |  | Williamstown | 5679 | 2020 | 2020 | 2020 | 1586 Pleasant Street | Washington Electric Cooperative Inc. | KW |  | Closed | Solaflect Energy | Axitec | AC-320MH-120S | 32 | 320 | 10.24 | Fronius | Primo 5.0-1 ( 2 ) |  | Ground Mount |  | 2-axis | Behind Consumption Meter |  | Yes
Washington Electric Cooperative Inc. | Caroline Gordon | Installed | 2020-09-14 | 2020-12-30 | 20-2618-NMR | 09/29/20 09/29/20 | 09/29/20 09/29/20 | NM 2.2 | 5.9 | Solar | Yes | 0.01 | 2020-09-14 |  | Tunbridge | 5077 | 2020 | 2020 | 2020 | 190 Belknap Brook Road | Washington Electric Cooperative Inc. | KW |  | Closed | Teel Green Energy LLC | LG | LG 335 NIK-VS | 20 | 335 | 6.7 | Enphase | IQ7+ 20 micro-inverters |  | Roof Mount |  | Fixed | Behind Consumption Meter |  | No
Washington Electric Cooperative Inc. | Ellen Voigt | Installed | 2020-09-14 | 2020-10-27 | 20-2620-NMR | 09/29/20 09/29/20 | 09/29/20 09/29/20 | NM 2.2 | 10 | Solar | Yes | 0.01 | 2020-09-14 |  | Cabot | 5647 | 2020 | 2020 | 2020 | 911 W. Hill Pond Rd | Washington Electric Cooperative Inc. | KW |  | Closed | Solar Communities, (DBA) SunCommon | LG | LG Neon2 405 Bifacial | 28 | 405 | 11.34 | SolarEdge | SE10000H |  | Ground Mount |  | Fixed | Behind Consumption Meter |  | No
Washington Electric Cooperative Inc. | Raymond D. Morvan, Sr. | Installed | 2020-09-16 | 2020-12-02 | 20-2646-NMR | 10/1/20 10/1/20 | 10/1/20 10/1/20 | NM 2.2 | 9.9 | Solar | Yes | 0.01 | 2020-09-16 |  | Northfield | 5663 | 2020 | 2020 | 2020 | 329 Frost Rd. | Washington Electric Cooperative Inc. | KW |  | Closed |  | Panasonic Black HIT | VBHN330SA17 | 30 | 330 | 9.9 | Enphase | IQ7X microinverters |  | Roof Mount |  | Fixed | Generation Meter |  | No
Washington Electric Cooperative Inc. | Ronald Allen | Installed | 2020-09-21 | 2020-11-20 | 20-2701-NMR | 10/6/20 10/6/20 | 10/6/20 10/6/20 | NM 2.2 | 6 | Solar | Yes | 0.01 | 2020-09-21 |  | Chelsea | 5038 | 2020 | 2020 | 2020 | 20 East Randolph Rd | Washington Electric Cooperative Inc. | KW |  | Closed | Integrity Energy | Qcell | Q-Peak Duo L-G6.2 | 16 | 420 | 6.72 | SMA | Sunny Boy 6.0 US |  | Ground Mount |  | Fixed | Behind Consumption Meter |  | Yes
Washington Electric Cooperative Inc. | Rhonna Gable | Installed | 2020-09-25 | 2020-11-05 | 20-2756-NMR | 10/12/20 10/12/20 | 10/12/20 10/12/20 | NM 2.2 | 7.08 | Solar | Yes | 0.01 | 2020-09-25 |  | Plainfield | 5667 | 2020 | 2020 | 2020 | 180 Spruce Mountain Rd | Washington Electric Cooperative Inc. | KW |  | Closed | Green Mountain Solar | LG | Neon2 | 24 | 360 | 8.64 | Enphase | IQ 7+ |  | Roof Mount |  | Fixed | Behind Consumption Meter |  | No
Washington Electric Cooperative Inc. | Lori Kraemer | Installed | 2020-09-25 | 2021-03-04 | 20-2766-NMR | 10/12/20 10/12/20 | 10/12/20 10/12/20 | NM 2.2 | 14.7 | Solar | Yes | 0.01 | 2020-09-25 |  | Tunbridge | 5077 | 2020 | 2021 | 2021 | 123 Brocklebank Road | Washington Electric Cooperative Inc. | KW |  | Closed | Integrity Energy | Qcell | Q-Peak Duo L-G6.2 | 44 | 420 | 18.48 | SMA | Sunny Boy 7.0-US, 7.7-US |  | Roof Mount |  | Fixed | Behind Consumption Meter |  | No
Washington Electric Cooperative Inc. | Todd Wood | Installed | 2020-10-01 | 2020-11-10 | 20-2868-NMR | 10/16/20 10/16/20 | 10/16/20 10/16/20 | NM 2.2 | 5 | Solar | Yes | 0.01 | 2020-10-01 |  | East Montpelier | 5651 | 2020 | 2020 | 2020 | 949 Cherry Tree Hill Rd. | Washington Electric Cooperative Inc. | KW |  | Closed | SunCommon | LG | LG Neon2 360 | 14 | 360 | 5.04 | SolarEdge | SE5000 H-US |  | Roof Mount |  | Fixed | Behind Consumption Meter |  | No
Washington Electric Cooperative Inc. | Levy Bourne | Installed | 2020-10-05 | 2020-12-15 | 20-2893-NMR | 10/20/20 10/20/20 | 10/20/20 10/20/20 | NM 2.2 | 6 | Solar | Yes | 0.01 | 2020-10-05 |  | Cabot | 5647 | 2020 | 2020 | 2020 | 81 Barnett Drive | Washington Electric Cooperative Inc. | KW |  | Closed | Sterling Mountain Solar LLC | Hanwha Qcells | Qcell duo 420W | 16 | 420 | 6.72 | SMA | SB6.0US |  | Ground Mount |  | Fixed | Behind Consumption Meter |  | No
Washington Electric Cooperative Inc. | Edmund Polubinski | Installed | 2020-10-06 | 2022-01-07 | 20-2936-NMR | 10/21/20 10/21/20 | 10/21/20 10/21/20 | NM 2.2 | 7.6 | Solar | Yes | 0.01 | 2020-10-06 |  | Moretown | 5673 | 2020 | 2020 | 2022 | 198 Deer Run Lane | Washington Electric Cooperative Inc. | KW | Yes Yes | Closed | SunCommon | LG | LG Neon2 360 | 25 | 360 | 9 | SolarEdge | SE7600 H-US |  | Roof Mount |  | Fixed | Behind Consumption Meter |  | No
Washington Electric Cooperative Inc. | Marcey Hodgdon | Installed | 2020-10-08 | 2020-12-15 | 20-3000-NMR | 10/23/20 10/23/20 | 10/23/20 10/23/20 | NM 2.2 | 7.6 | Solar | Yes | 0.01 | 2020-10-08 |  | Marshfield Village | 5658 | 2020 | 2020 | 2020 | 200 West Hill Pond Road | Washington Electric Cooperative Inc. | KW |  | Closed | SunCommon | LG | LG Neon2 360 | 22 | 360 | 7.92 | SolarEdge | SE7600H |  | Roof Mount |  | Fixed | Behind Consumption Meter |  | No
Washington Electric Cooperative Inc. | Dina Bahrawy | Installed | 2020-10-12 | 2021-01-21 | 20-3036-NMR | 10/27/20 10/27/20 | 10/27/20 10/27/20 | NM 2.2 | 5 | Solar | Yes | 0.01 | 2020-10-12 |  | Middlesex | 5602 | 2020 | 2020 | 2021 | 23 Leland Farm Road | Washington Electric Cooperative Inc. | KW | Yes | Closed | SunCommon | LG | LG Neon2 360 | 14 | 360 | 5.04 | SolarEdge | SE5000H |  | Roof Mount |  | Fixed | Behind Consumption Meter |  | No
Washington Electric Cooperative Inc. | Patti Levin | Installed | 2020-10-16 | 2020-11-06 | 20-3092-NMR | 11/2/20 11/2/20 | 11/2/20 11/2/20 | NM 2.2 | 3.8 | Solar | Yes | 0.01 | 2020-10-16 |  | Chelsea | 5038 | 2020 | 2020 | 2020 | 59 Klondike Rd | Washington Electric Cooperative Inc. | KW |  | Closed | O'Meara Solar | Hanwha | QCELL G6.2 420W | 8 | 420 | 3.36 | SMA | SB3.8-US-41 |  | Roof Mount |  | Fixed | Behind Consumption Meter |  | No
Washington Electric Cooperative Inc. | Dave DeFelice | Installed | 2020-10-19 | 2020-12-23 | 20-3114-NMR | 11/3/20 11/3/20 | 11/3/20 11/3/20 | NM 2.2 | 12 | Solar | Yes | 0.01 | 2020-10-19 |  | Northfield | 5663 | 2020 | 2020 | 2020 | 189 Robinson Rd. | Washington Electric Cooperative Inc. | KW |  | Closed | Doug Wells | Canadian Solar | CS1H-320 | 44 | 320 | 14.08 | SMA | SB 6000US |  | Ground Mount |  | Fixed | Behind Consumption Meter |  | No
Washington Electric Cooperative Inc. | Jacob Thomas Allie Webster | Installed | 2020-10-21 | 2020-12-02 | 20-3163-NMR | 11/5/20 11/5/20 | 11/5/20 11/5/20 | NM 2.2 | 5 | Solar | Yes | 0.01 | 2020-10-21 |  | Groton | 5046 | 2020 | 2020 | 2020 | 304 Green Bay Loop | Washington Electric Cooperative Inc. | KW |  | Closed | Solaflect Energy | Axitec | AC-320MH/120S | 16 | 320 | 5.12 | Fronius | Primo 5.0-1 |  | Ground Mount |  | 2-axis | Behind Consumption Meter |  | No
Washington Electric Cooperative Inc. | Asa Kuhn Christopher Kurdek | Installed | 2020-10-22 | 2021-08-03 | 20-3185-NMR | 11/6/20 11/6/20 | 11/6/20 11/6/20 | NM 2.2 | 7.6 | Solar | Yes | 0.01 | 2020-10-22 |  | Stannard | 5842 | 2020 | 2020 | 2021 | 20 Hall Rd | Washington Electric Cooperative Inc. | KW |  | Closed |  | LG | LG400N2T-J5 | 24 | 400 | 9.6 | SolarEdge | SE7600H-US |  | Ground Mount |  | Fixed | Behind Consumption Meter |  | No
Washington Electric Cooperative Inc. | Marcey Carver | Installed | 2020-10-29 | 2020-12-02 | 20-3275-NMR | 11/16/20 11/16/20 | 11/16/20 11/16/20 | NM 2.2 | 14.46 | Solar | Yes | 0.01 | 2020-10-29 |  | Bradford | 5033 | 2020 | 2020 | 2020 | 115 Sheep Meadow Lane | Washington Electric Cooperative Inc. | KW |  | Closed | Green Mountain Solar | LG | Neon2 | 49 | 360 | 17.64 | Enphase | IQ7+ |  | Roof Mount |  | Fixed | Behind Consumption Meter |  | Yes
Washington Electric Cooperative Inc. | Neal Mostov | Installed | 2020-11-04 | 2021-01-22 | 20-3366-NMR | 11/20/20 11/20/20 | 11/20/20 11/20/20 | NM 2.2 | 5.3 | Solar | Yes | 0.01 | 2020-11-04 |  | Moretown | 5660 | 2020 | 2020 | 2021 | 683 South Hill Road | Washington Electric Cooperative Inc. | KW |  | Closed | Suncommon | Longi | Longi LR4-360 | 18 | 360 | 6.5 | Enphase | IQ7 Plus |  | Roof Mount |  | Fixed | Behind Consumption Meter |  | No
Washington Electric Cooperative Inc. | Eric Lindsey | Installed | 2020-11-23 | 2021-05-13 | 20-3553-NMR | 12/9/20 12/9/20 | 12/9/20 12/9/20 | NM 2.2 | 7.08 | Solar | Yes | 0.01 | 2020-11-23 |  | Danville | 5873 | 2020 | 2020 | 2021 | 822 Lemay Rd | Washington Electric Cooperative Inc. | KW |  | Closed | Green Mountain Solar | Hanwha | Qcell | 24 | 425 | 10.2 | Enphase | IQ7+ |  | Ground Mount |  | Fixed | Behind Consumption Meter |  | No
Washington Electric Cooperative Inc. | John Ryan | Installed | 2020-11-25 | 2021-01-11 | 20-3596-NMR | 12/11/20 12/11/20 | 12/11/20 12/11/20 | NM 2.2 | 3.54 | Solar | Yes | 0.01 | 2020-11-25 |  | Plainfield | 5667 | 2020 | 2020 | 2021 | 1326 Holt Rd | Washington Electric Cooperative Inc. | KW |  | Closed | Solar Communities, (DBA) SunCommon | LG | LG Neon 2 360 | 12 | 360 | 4.32 | Enphase | Enphase IQPLUS-72-2-US |  | Roof Mount |  | Fixed | Behind Consumption Meter |  | No
Washington Electric Cooperative Inc. | Robert Coe Signe Coe | Installed | 2020-11-30 | 2021-04-07 | 20-3614-NMR | 12/15/20 12/15/20 | 12/15/20 12/15/20 | NM 2.2 | 11.9 | Solar | Yes | 0.01 | 2020-11-30 |  | East Montpelier | 5651 | 2020 | 2020 | 2021 | 1680 Towne Hill Rd | Washington Electric Cooperative Inc. | KW |  | Closed | Dog River Frames LLC | Hanwha | QCELL QPEAK DUO BLK 340W G6 | 35 | 340 | 11.9 | Enphase | IQ7+ | Behind Consumption Meter | Roof Mount |  | Fixed | Behind Consumption Meter |  | No
Washington Electric Cooperative Inc. | Eric Andersen | Installed | 2020-12-07 | 2021-08-09 | 20-3695-NMR | 12/22/20 12/22/20 | 12/22/20 12/22/20 | NM 2.2 | 10 | Solar | Yes | 0.01 | 2020-12-07 |  | East Montpelier | 5602 | 2020 | 2020 | 2021 | 1320 Horn of the Moon Rd | Washington Electric Cooperative Inc. | KW |  | Closed | Suncommon | LG | LG Neon2 405 Bifacial | 24 | 405 | 9.72 | Solar Edge | SE10000H |  | Ground Mount |  | Fixed | Behind Consumption Meter |  | No
Washington Electric Cooperative Inc. | Ron DeAlmeida | Installed | 2020-12-08 | 2021-02-04 | 20-3697-NMR | 12/23/20 12/23/20 | 12/23/20 12/23/20 | NM 2.2 | 15 | Solar | Yes | 0.01 | 2020-12-08 |  | Corinth | 5039 | 2020 | 2020 | 2021 | 5590 Chelsea Road | Washington Electric Cooperative Inc. | KW |  | Closed | Solaflect Energy | Axitec | AC-320MH/120S | 48 | 320 | 15.36 | Fronius | Primo 5.0-1 ( 3 ) |  | Ground Mount |  | 2-axis | Behind Consumption Meter |  | No
Washington Electric Cooperative Inc. | Paul C Quinlan | Installed | 2020-12-08 | 2021-03-22 | 20-3698-NMR | 12/23/20 12/23/20 | 12/23/20 12/23/20 | NM 2.2 | 6.79 | Solar | Yes | 0.01 | 2020-12-08 |  | Fayston | 5673 | 2020 | 2020 | 2021 | 1203 Center Fayston Rd | Washington Electric Cooperative Inc. | KW | Yes | Closed | Suncommon | LG | LG Neon2 360 | 23 | 360 | 8.28 | Enphase | IQ7 Plus |  | Roof Mount |  | Fixed | Behind Consumption Meter |  | No
Washington Electric Cooperative Inc. | Michelle McFadden | Installed | 2020-12-15 | 2021-01-21 | 20-3792-NMR | 12/31/20 12/31/20 | 12/31/20 12/31/20 | NM 2.2 | 2.95 | Solar | Yes | 0.01 | 2020-12-15 |  | East Montpelier | 5651 | 2020 | 2020 | 2021 | 685 Kelton Rd | Washington Electric Cooperative Inc. | KW |  | Closed | Meghan Cook, SunCommon | LG | LG Neon2 360 | 10 | 360 | 3.6 | Enphase | Enphase - Microinverter - IQ7 |  | Roof Mount |  | Fixed | Behind Consumption Meter |  | No
Washington Electric Cooperative Inc. | Patrick Hahn | Installed | 2020-12-16 | 2021-08-26 | 20-3836-NMR | 01/4/21 01/4/21 | 01/4/21 01/4/21 | NM 2.2 | 3 | Solar | Yes | 0.01 | 2020-12-16 |  | Brookfield | 5036 | 2020 | 2020 | 2021 | 1096 East Hill Road | Washington Electric Cooperative Inc. | KW |  | Closed | Meghan Cook, SunCommon | LG | LG Neon2 405 Bifacial | 8 | 405 | 3.24 | SolarEdge | SE3000 H-US |  | Ground Mount |  | Fixed | Behind Consumption Meter |  | No
Washington Electric Cooperative Inc. | Jane Alper | Installed | 2020-12-17 | 2021-03-24 | 20-3858-NMR | 01/5/21 01/5/21 | 01/5/21 01/5/21 | NM 2.2 | 4.72 | Solar | Yes | 0.01 | 2020-12-17 |  | Peacham | 5873 | 2020 | 2020 | 2021 | 1353 Town Rd 5 | Washington Electric Cooperative Inc. | KW |  | Closed | Meghan Cook, SunCommon | LG | LG Neon2 360 | 16 | 360 | 5.76 | Enphase | Enphase - Microinverter - IQ7 |  | Roof Mount |  | Fixed | Behind Consumption Meter |  | No
Washington Electric Cooperative Inc. | John Reynolds | Installed | 2020-12-18 | 2021-03-24 | 20-3870-NMR | 01/6/21 01/6/21 | 01/6/21 01/6/21 | NM 1.0 | 6.5 | Solar | Yes | 0 | 2020-12-18 |  | Stannard | 5836 | 2020 | 2020 | 2021 | 71 Reynolds Road | Washington Electric Cooperative Inc. | KW |  | Closed | Hayden Thomsen | Longi | 305-AC | 26 | 305 | 7.93 | Enphase | IQ7 |  | Roof Mount |  | Fixed | Behind Consumption Meter |  | Yes
Washington Electric Cooperative Inc. | John Reynolds | Installed | 2010-07-06 | 2010-07-06 | NM-1123 | 2010-08-17 |  | NM 1.0 |  | WIND |  | 0
Washington Electric Cooperative Inc. | Jacob Rietschy | Installed | 2020-12-24 | 2021-03-08 | 20-3925-NMR | 01/12/21 01/12/21 | 01/12/21 01/12/21 | NM 2.2 | 5.9 | Solar | Yes | 0.01 | 2020-12-24 |  | Plainfield | 5667 | 2020 | 2020 | 2021 | 1894 Holt Rd | Washington Electric Cooperative Inc. | KW |  | Closed | Green Mountain Solar | LG | Neon2 | 20 | 360 | 7.2 | Enphase | IQ7+ |  | Roof Mount |  | Fixed | Behind Consumption Meter |  | No
Washington Electric Cooperative Inc. | Suzanne Mancinelli | Installed | 2020-12-28 | 2021-03-24 | 20-3940-NMR | 01/13/21 01/13/21 | 01/13/21 01/13/21 | NM 2.2 | 6.38 | Solar | Yes | 0.01 | 2020-12-28 |  | Worcester | 5682 | 2020 | 2020 | 2021 | 114 West Hill Road | Washington Electric Cooperative Inc. | KW | Yes | Closed | Green Mountain Solar Green Mountain Solar | Hanwha | QCell | 22 | 305 | 6.71 | Enphase | IQ 6+ |  | Roof Mount |  | Fixed | Behind Consumption Meter |  | No
Washington Electric Cooperative Inc. | Suzanne Mancinelli | Installed | 2020-12-28 | 2021-03-24 | 20-3940-NMR | 01/13/21 01/13/21 | 01/13/21 01/13/21 | NM 2.2 | 5.9 | Solar | Yes | 0.01 | 2020-12-28 |  | Worcester | 5682 | 2020 | 2020 | 2021 | 114 West Hill Road | Washington Electric Cooperative Inc. | KW | Yes | Closed | Green Mountain Solar Green Mountain Solar | LG | Neon2 | 20 | 360 | 7.2 | Enphase | IQ 7+ |  | Roof Mount |  | Fixed | Behind Consumption Meter |  | No
Washington Electric Cooperative Inc. | Shannon Sanborn | Installed | 2021-01-07 | 2021-02-10 | 21-0054-NMR | 01/25/21 01/25/21 | 01/25/21 01/25/21 | NM 2.2 | 7.96 | Solar | Yes | 0.01 | 2021-01-07 |  | Barre Town | 5641 | 2021 | 2021 | 2021 | 90 Appleblossom Rd | Washington Electric Cooperative Inc. | KW |  | Closed | Green Mountain Solar | LG | Neon2 | 27 | 360 | 9.72 | Enphase | IQ7+ |  | Roof Mount |  | Fixed | Behind Consumption Meter |  | Yes
Washington Electric Cooperative Inc. | Robert Morrison | Installed | 2021-01-14 | 2021-06-16 | 21-0142-NMR | 02/1/21 02/1/21 | 02/1/21 02/1/21 | NM 2.2 | 3.54 | Solar | Yes | 0.01 | 2021-01-14 |  | Moretown | 5660 | 2021 | 2021 | 2021 | 925 Center Fayston Rd | Washington Electric Cooperative Inc. | KW | Yes | Closed | Green Mountain Solar | LG | Neon2 | 12 | 360 | 4.32 | Enphase | IQ7+ |  | Ground Mount |  | Fixed | Behind Consumption Meter |  | No
Washington Electric Cooperative Inc. | Michael Conlogue | Installed | 2021-01-19 | 2021-08-12 | 21-0180-NMR | 02/3/21 02/3/21 | 02/3/21 02/3/21 | NM 2.2 | 6 | Solar | Yes | 0.01 | 2021-01-19 |  | Worcester | 5682 | 2021 | 2021 | 2021 | 476 W Hill Rd | Washington Electric Cooperative Inc. | KW | Yes Yes | Closed | Meghan Cook, SunCommon | LG | LG Neon2 435 Bifacial | 16 | 435 | 6.96 | SunnyBoy | SMA SB 6.0 |  | Ground Mount |  | Fixed | Behind Consumption Meter |  | No
Washington Electric Cooperative Inc. | David Allen | Proposed | 2021-01-21 |  | 21-0216-NMR | 02/5/21 02/5/21 | 02/5/21 02/5/21 |  | 3.8 | Solar | Yes |  | 2021-01-21 |  | Peacham | 5873 | 2021 |  |  | 4285 Bayley Hazen Rd. | Washington Electric Cooperative Inc. | KW |  | Closed | Meghan Cook, SunCommon | LG | LG Neon2 350 | 12 | 350 | 4.2 | SolarEdge | SE3800 H-US |  | Ground Mount |  | Fixed | Behind Consumption Meter |  | No
Washington Electric Cooperative Inc. | Glenn Soberman | Proposed | 2021-01-22 |  | 21-0232-NMR | 02/8/21 02/8/21 | 02/8/21 02/8/21 |  | 7.6 | Solar | Yes |  | 2021-01-22 |  | Moretown | 5660 | 2021 |  |  | 111 Living Tree Lane | Washington Electric Cooperative Inc. | KW |  | Closed | DC Energy Innovations, Inc. | Hanwah Qcells | Q.Peak Duo 340W G6+ | 25 | 340 | 8.5 | Generac | PWRcell 7.6 KW |  | Roof Mount |  | Fixed | Behind Consumption Meter |  | No
Washington Electric Cooperative Inc. | Charlotte Staples | Installed | 2021-01-22 | 2021-07-06 | 21-0253-NMR | 02/8/21 02/8/21 | 02/8/21 02/8/21 | NM 2.2 | 3.8 | Solar | Yes | 0.01 | 2021-01-22 |  | East Montpelier | 5651 | 2021 | 2021 | 2021 | 1100 Clark Road | Washington Electric Cooperative Inc. | KW |  | Closed | Catamount Solar | Hanwha | Hanwha Q Peak DUO G5 325w | 12 | 325 | 3.9 | SolarEdge | SE3800A-US |  | Ground Mount |  | Fixed | Behind Consumption Meter |  | No
Washington Electric Cooperative Inc. | Eleanor B Drew | Proposed | 2021-01-25 |  | 21-0269-NMR | 02/9/21 02/9/21 | 02/9/21 02/9/21 |  | 6 | Solar | Yes |  | 2021-01-25 |  | Corinth | 5039 | 2021 | 2021 |  | 895 Tullar Road | Washington Electric Cooperative Inc. | KW |  | Closed | Solaflect Energy | LG | LG375A1C-V5 | 16 | 375 | 6 | Fronius | Primo 6.0-1 |  | Ground Mount |  | 2-axis | Behind Consumption Meter |  | No
Washington Electric Cooperative Inc. | Derek Moretz | Installed | 2021-01-25 | 2021-11-18 | 21-0283-NMR | 02/26/21 02/26/21 | 02/26/21 02/26/21 | NM 2.2 | 6 | Solar | No | 0.01 | 2021-01-25 |  | Montpelier | 5602 | 2021 | 2021 | 2021 | 1038 Gould Hill Rd | Washington Electric Cooperative Inc. | KW | Yes Yes | Closed | Alpenglow Energy Solutions | Canadian Solar | CS6K-300 | 24 | 300 | 7.2 | Enphase | IQ7 |  | Roof Mount |  | Fixed | Generation Meter |  | No
Washington Electric Cooperative Inc. | Liza Cabot-Case | Installed | 2021-01-25 | 2021-11-08 | 21-0284-NMR | 02/9/21 02/9/21 | 02/9/21 02/9/21 | NM 2.2 | 7.7 | Solar | Yes | 0.01 | 2021-01-25 |  | Peacham | 5862 | 2021 | 2021 | 2021 | 400 Green Bay Loop | Washington Electric Cooperative Inc. | KW | Yes | Closed | Meghan Cook, SunCommon | LG | LG Neon2 435 Bifacial | 24 | 435 | 10.44 | SunnyBoy | SMA SB 7.7 |  | Ground Mount |  | Fixed | Behind Consumption Meter |  | No
Washington Electric Cooperative Inc. | Barbara B Reynolds | Installed | 2021-01-25 | 2021-04-15 | 21-0306-NMR | 02/9/21 02/9/21 | 02/9/21 02/9/21 | NM 2.2 | 2.36 | Solar | Yes | 0.01 | 2021-01-25 |  | Duxbury | 5676 | 2021 | 2021 | 2021 | 376 Crossett Hill | Washington Electric Cooperative Inc. | KW |  | Closed | Meghan Cook, SunCommon | Longi | Longi LR4-360 | 8 | 360 | 2.88 | Enphase | Enphase - Microinverter - IQ7 |  | Roof Mount |  | Fixed | Behind Consumption Meter |  | No
Washington Electric Cooperative Inc. | Virginia Barlow | Proposed | 2021-01-25 |  | 21-0307-NMR | 02/9/21 02/9/21 | 02/9/21 02/9/21 | NM 2.2 | 5 | Solar | Yes |  | 2021-01-25 |  | Corinth | 5039 | 2021 | 2021 |  | 211 Joe Lord Road | Washington Electric Cooperative Inc. | KW |  | Closed | Solaflect Energy | Axitec | AC-320MH/120S | 16 | 320 | 5.12 | Fronius | Primo 5.0-1 |  | Ground Mount |  | 2-axis | Behind Consumption Meter |  | No
Washington Electric Cooperative Inc. | Brent Slayton | Installed | 2021-01-26 | 2021-07-22 | 21-0330-NMR | 02/10/21 02/10/21 | 02/10/21 02/10/21 | NM 2.2 | 9.74 | Solar | Yes | 0.01 | 2021-01-26 |  | Williamstown | 5679 | 2021 | 2021 | 2021 | 1003 Hebert Road | Washington Electric Cooperative Inc. | KW | Yes | Closed | Meghan Cook, SunCommon | Longi | Longi LR4-360 | 33 | 360 | 11.88 | Enphase | Enphase - Microinverter - IQ7 |  | Roof Mount |  | Fixed | Behind Consumption Meter |  | No
Washington Electric Cooperative Inc. | Michael Appel | Installed | 2021-01-26 | 2021-04-01 | 21-0332-NMR | 02/10/21 02/10/21 | 02/10/21 02/10/21 | NM 2.2 | 5.31 | Solar | Yes | 0.01 | 2021-01-26 |  | Chelsea | 5038 | 2021 | 2021 | 2021 | 60 Odonnell Road | Washington Electric Cooperative Inc. | KW | Yes | Closed | Meghan Cook, SunCommon | LG | LG Neon2 360 | 18 | 360 | 6.48 | Enphase | Enphase - Microinverter - IQ7 |  | Roof Mount |  | Fixed | Behind Consumption Meter |  | No
Washington Electric Cooperative Inc. | Aegis Renewable Energy, Inc. | proposed | 2021-01-26 |  | 21-0338-NMR | 02/26/21 02/26/21 | 02/26/21 02/26/21 |  | 150 | Solar | Yes |  | 2021-01-26 |  | Middlesex | 5602 | 2021 | 2021 |  | 22 Knapp Road | Washington Electric Cooperative Inc. | KW |  | Closed |  | Astronergy | CHSM72M HC Series | 496 | 405 | 200.88 | Fronius | Primo 15 |  | Roof Mount |  | Fixed | Generation Meter |  | Yes
Washington Electric Cooperative Inc. | Aegis Renewable Energy, Inc. | Installed | 2021-01-26 | 2021-12-30 | 21-0344-NMR | 02/26/21 02/26/21 | 02/26/21 02/26/21 | NM 2.2 | 100 | Solar | Yes | -0.03 | 2021-01-26 |  | Washington | 5675 | 2021 | 2021 | 2021 | 437 Lambert Rd. | Washington Electric Cooperative Inc. | KW |  | Closed |  | AstroSemi | CHSM72-HC | 440 | 405 | 178.2 | CPS | 50KTL-DO/US-480 |  | Roof Mount |  | Fixed | Generation Meter |  | Yes
Washington Electric Cooperative Inc. | Adam Dobson | Installed | 2021-01-27 | 2021-10-07 | 21-0388-NMR | 02/11/21 02/11/21 | 02/11/21 02/11/21 | NM 2.2 | 5 | Solar | Yes | 0.01 | 2021-01-27 |  | Peacham | 5046 | 2021 | 2021 | 2021 | 217 Martins Pond Lane | Washington Electric Cooperative Inc. | KW | Yes | Closed | Solaflect Energy | Axitec | AC320MH/120S | 16 | 320 | 5.12 | Fronius | Primo 5.0-1 |  | Ground Mount |  | 2-axis | Behind Consumption Meter |  | No
Washington Electric Cooperative Inc. | Town of Corinth - Fire Station | Installed | 2021-01-28 | 2021-08-09 | 21-0410-NMR | 02/26/21 02/26/21 | 02/26/21 02/26/21 | NM 2.2 | 11.5 | Solar | Yes | 0.01 | 2021-01-28 |  | Corinth | 5039 | 2021 | 2021 | 2021 | 349 Fairground Road | Washington Electric Cooperative Inc. | KW |  | Closed | Integrity Energy | Qcell | Q-Peak Duo L-G6.2 | 30 | 425 | 12.75 | SMA | Sunny Boy 7.7-US, SB 3.8-US |  | Roof Mount |  | Fixed | Behind Consumption Meter |  | No
Washington Electric Cooperative Inc. | Wendy Sanders | proposed | 2021-01-28 |  | 21-0424-NMR | 02/12/21 02/12/21 | 02/12/21 02/12/21 |  | 5 | Solar | Yes |  | 2021-01-28 |  | Corinth | 5039 | 2021 | 2021 |  | 138 Towle Hill Lane | Washington Electric Cooperative Inc. | KW |  | Closed | Solaflect Energy | Axitec | AC-320MH/120S | 16 | 320 | 5.12 | Fronius | Primo 5.0-1 |  | Ground Mount |  | 2-axis | Behind Consumption Meter |  | No
Washington Electric Cooperative Inc. | Living Tree Association | proposed | 2021-01-28 |  | 21-0426-NMR | 03/2/21 03/2/21 | 03/2/21 03/2/21 |  | 22.8 | Solar | Yes |  | 2021-01-28 |  | Moretown | 5660 | 2021 | 2021 |  | 96 Living Tree Lane | Washington Electric Cooperative Inc. | KW |  | Closed | DC Energy Innovations, Inc. | Hanwah Qcells | Q.Peak Duo 340W G6+, L 425W G8 | 58 | 380 | 22.02 | Generac | PWRCell 7.6KW |  | Roof Mount |  | Fixed | Behind Consumption Meter |  | No
Washington Electric Cooperative Inc. | Kenneth Valentine | installed | 2021-01-28 | 2021-03-25 | 21-0429-NMR | 02/12/21 02/12/21 | 02/12/21 02/12/21 | NM 2.2 | 4.72 | Solar | Yes | 0.01 | 2021-01-28 |  | East Montpelier | 5602 | 2021 | 2021 | 2021 | 820 Murray Road | Washington Electric Cooperative Inc. | KW |  | Closed | Meghan Cook, SunCommon | LG | LG Neon2 360 | 16 | 360 | 5.76 | Enphase | IQ7 Plus |  | Roof Mount |  | Fixed | Behind Consumption Meter |  | Yes
Washington Electric Cooperative Inc. | Roderick Maile Suzanne G Maile | proposed | 2021-01-29 |  | 21-0455-NMR | 02/16/21 02/16/21 | 02/16/21 02/16/21 |  | 5 | Solar | Yes |  | 2021-01-29 |  | Topsham | 5076 | 2021 | 2021 |  | 131 Lime Kiln Road | Washington Electric Cooperative Inc. | KW |  | Closed | Solaflect Energy | Axitec | AC-320MH/120S | 16 | 320 | 5.12 | Fronius | Primo 5.0-1 |  | Ground Mount |  | 2-axis | Behind Consumption Meter |  | No
Washington Electric Cooperative Inc. | Jonathan Ruggiero | installed | 2021-01-29 | 2021-08-31 | 21-0512-NMR | 02/16/21 02/16/21 | 02/16/21 02/16/21 | NM 2.2 | 15 | Solar | Yes | 0.01 | 2021-01-29 |  | Moretown | 5660 | 2021 | 2021 | 2021 | 1920 Dowsville Road | Washington Electric Cooperative Inc. | KW | Yes | Closed | Smith and McClain | Hanwha | QCell Duo 425 | 52 | 425 | 22.1 | Fronius | Primo 15 |  | Ground Mount |  | Fixed | Behind Consumption Meter |  | No
Washington Electric Cooperative Inc. | Evan Reiss | Proposed | 2021-01-29 |  | 21-0535-NMR | 02/16/21 02/16/21 | 02/16/21 02/16/21 |  | 10 | Solar | Yes |  | 2021-01-29 |  | Tunbridge | 5077 | 2021 | 2021 |  | 213 Bicknell Hill Road | Washington Electric Cooperative Inc. | KW |  | Closed | SWJ Electric | HANWA | HANWA Q. PEAK DUO 340 | 25 | 340 | 8.5 | SOLAREDGE | SE10000H-US000NNU2 |  | Ground Mount |  | Fixed | Generation Meter |  | No
Washington Electric Cooperative Inc. | Joe Lord Farm LLC | Proposed | 2021-02-01 |  | 21-0577-NMR | 02/17/21 02/17/21 | 02/17/21 02/17/21 |  | 15 | Solar | Yes |  | 2021-02-01 |  | Corinth | 5039 | 2021 | 2021 |  | 482 Joe Lord Road | Washington Electric Cooperative Inc. | KW |  | Closed | Solaflect Energy | Axitec | AC-320MH/120S | 48 | 320 | 15.36 | Fronius | (3) Primo 5.0-1 |  | Ground Mount |  | 2-axis | Behind Consumption Meter |  | No
Washington Electric Cooperative Inc. | Joe Lord Farm LLC | Proposed | 2021-02-01 |  | 21-0596-NMR | 02/17/21 02/17/21 | 02/17/21 02/17/21 |  | 15 | Solar | Yes |  | 2021-02-01 |  | Corinth | 5039 | 2021 | 2021 |  | 800 Joe Lord Road | Washington Electric Cooperative Inc. | KW |  | Closed | Solaflect Energy | Axitec | AC-320MH/120S | 48 | 320 | 15.36 | Fronius | Primo 5.0-1 ( 3 ) |  | Ground Mount |  | 2-axis | Behind Consumption Meter |  | No
Washington Electric Cooperative Inc. | Joe Lord Farm LLC | Proposed | 2021-02-01 |  | 21-0597-NMR | 02/17/21 02/17/21 | 02/17/21 02/17/21 |  | 15 | Solar | Yes |  | 2021-02-01 |  | Corinth | 5039 | 2021 | 2021 |  | 600 Joe Lord Road | Washington Electric Cooperative Inc. | KW |  | Closed | Solaflect Energy | Axitec | AC-320MH/120S | 48 | 320 | 15.36 | Fronius | Primo 5.0-1 ( 3 ) |  | Ground Mount |  | 2-axis | Behind Consumption Meter |  | No
Washington Electric Cooperative Inc. | Sweet Bear Farm | Proposed | 2021-02-01 |  | 21-0611-NMR | 02/17/21 02/17/21 | 02/17/21 02/17/21 |  | 6 | Solar | Yes |  | 2021-02-01 |  | Corinth | 5039 | 2021 | 2021 |  | 555 Perdue Place | Washington Electric Cooperative Inc. | KW |  | Closed | Catamount Solar | REC | REC370AA | 24 | 370 | 8.88 | SolarEdge | SE6000H-US |  | Roof Mount |  | Fixed | Behind Consumption Meter |  | Yes
Washington Electric Cooperative Inc. | Kelly Poulin | Installed | 2021-02-01 | 2021-05-10 | 21-0613-NMR | 02/17/21 02/17/21 | 02/17/21 02/17/21 | NM 2.2 | 4.43 | Solar | Yes | 0.01 | 2021-02-01 |  | Williamstown | 5679 | 2021 | 2021 | 2021 | 1299 Gilbert Road | Washington Electric Cooperative Inc. | KW | Yes | Closed | Meghan Cook, SunCommon | LG | LG Neon2 360 | 15 | 360 | 5.4 | Enphase | IQ7 Plus |  | Roof Mount |  | Fixed | Behind Consumption Meter |  | No
Washington Electric Cooperative Inc. | Douglas Surwilo | Installed | 2021-02-01 | 2021-04-05 | 21-0621-NMR | 02/17/21 02/17/21 | 02/17/21 02/17/21 | NM 2.2 | 4.13 | Solar | Yes | 0.01 | 2021-02-01 |  | Williamstown | 5679 | 2021 | 2021 | 2021 | 569 Falls Bridge Road | Washington Electric Cooperative Inc. | KW |  | Closed | Solar Communities, (DBA) SunCommon | LG | LG Neon2 360 | 14 | 360 | 5.04 | Enphase | (14) Enphase IQ7 Plus |  | Roof Mount |  | Fixed | Behind Consumption Meter |  | No
Washington Electric Cooperative Inc. | Cornelius Hochstedler | Proposed | 2021-02-01 |  | 21-0630-NMR | 02/17/21 02/17/21 | 02/17/21 02/17/21 |  | 6 | Solar | Yes |  | 2021-02-01 |  | Vershire | 5079 | 2021 | 2021 |  | 8440 VT Route 113, 8440 VT Rte 113 | Washington Electric Cooperative Inc. | KW |  | Closed |  | SunPower | SPR-215-BLK-U | 32 | 215 | 6.88 | SMA | SB 6000US-12 |  | Ground Mount |  | Fixed | Behind Consumption Meter |  | No
Washington Electric Cooperative Inc. | Mitch Osiecki Robyn Osiecki | Installed | 2021-02-01 | 2021-06-23 | 21-0634-NMR | 02/17/21 02/17/21 | 02/17/21 02/17/21 | NM 2.2 | 5 | Solar | Yes | 0.01 | 2021-02-01 |  | Middlesex | 5602 | 2021 | 2021 | 2021 | 60 French Road | Washington Electric Cooperative Inc. | KW |  | Closed | Catamount Solar | Hanwha | Hanwha Q Peak DUO 330 | 18 | 330 | 5.94 | SolarEdge | SE5000H-US |  | Roof Mount |  | Fixed | Behind Consumption Meter |  | No
Washington Electric Cooperative Inc. | Gretchen Mashkuri Javad Mashkuri | Proposed | 2021-02-01 |  | 21-0755-NMR | 02/17/21 02/17/21 | 02/17/21 02/17/21 |  | 6 | Solar | Yes | 0.01 | 2021-02-01 |  | Middlesex | 5602 | 2021 | 2021 |  | 93 Government Hill Road | Washington Electric Cooperative Inc. | KW |  | Closed | Solaflect Energy | LG | LG375A1C-V5 | 16 | 375 | 6 | Fronius | Primo 6.0-1 |  | Ground Mount |  | 2-axis | Behind Consumption Meter |  | No
Washington Electric Cooperative Inc. | Richard Cawley | Installed | 2021-02-05 | 2021-04-05 | 21-0837-NMR | 02/23/21 02/23/21 | 02/23/21 02/23/21 | NM 2.3 | 4 | Solar | Yes | 0 | 2021-02-05 |  | Corinth | 5039 | 2021 | 2021 | 2021 | 1920 Chelsea Rd | Washington Electric Cooperative Inc. | KW | Yes | Closed |  | Q Cell | 425 Watt PV Modules | 10 | 425 | 4.25 | Fronius | Primo 3.84 |  | Roof Mount |  | Fixed | Behind Consumption Meter |  | No
Washington Electric Cooperative Inc. | Richard Cawley | Installed | 2021-02-05 | 2021-04-05 | 21-0837-NMR | 02/23/21 02/23/21 | 02/23/21 02/23/21 | NM 2.3 | 6 | Solar | Yes | 0 | 2021-02-05 |  | Corinth | 5039 | 2021 | 2021 | 2021 | 1920 Chelsea Rd | Washington Electric Cooperative Inc. | KW | Yes | Closed |  | LG | LG 360 Q1C | 16 | 360 | 5.76 | Fronius | Primo 6.0-1 |  | Ground Mount |  | 2-axis | Behind Consumption Meter |  | No
Washington Electric Cooperative Inc. | Mark LaFleche | Installed | 2021-03-09 | 2021-09-23 | 21-1037-NMR | 03/24/21 03/24/21 | 03/24/21 03/24/21 | NM 2.3 | 6.2 | Solar | Yes | 0 | 2021-03-09 |  | Williamstown | 5679 | 2021 | 2021 | 2021 | 276 Washington Rd. | Washington Electric Cooperative Inc. | KW |  | Closed | Meghan Cook, SunCommon | LG | Neon2 370 | 21 | 370 | 7.7 | Enphase | IQ7 Plus |  | Roof Mount |  | Fixed | Behind Consumption Meter |  | No
Washington Electric Cooperative Inc. | Ralf Schaarschmidt | Installed | 2021-03-09 | 2021-05-17 | 21-1039-NMR | 03/24/21 03/24/21 | 03/24/21 03/24/21 | NM 2.3 | 5.9 | Solar | Yes | 0 | 2021-03-09 |  | Groton | 5046 | 2021 | 2021 | 2021 | 642 W Shore Dr | Washington Electric Cooperative Inc. | KW |  | Closed | Meghan Cook, SunCommon | LG | Neon2 370 | 20 | 370 | 7.4 | Enphase | IQ7 Plus |  | Roof Mount |  | Fixed | Behind Consumption Meter |  | No
Washington Electric Cooperative Inc. | David VonHolden | Proposed | 2021-03-18 |  | 21-1126-NMR | 04/2/21 04/2/21 | 04/2/21 04/2/21 |  | 7.7 | Solar | Yes |  | 2021-03-18 |  | Brookfield | 5036 | 2021 | 2021 |  | 932 EAST HILL ROAD | Washington Electric Cooperative Inc. | KW |  | Closed | Meghan Cook, SunCommon | LG | Neon2 435 Bifacial | 24 | 435 | 10.44 | SunnyBoy | SMA SB 7.7 |  | Ground Mount |  | Fixed | Behind Consumption Meter |  | No
Washington Electric Cooperative Inc. | Thomas Young | Installed | 2021-03-26 | 2021-09-27 | 21-1183-NMR | 04/12/21 04/12/21 | 04/12/21 04/12/21 | NM 2.3 | 7.7 | Solar | Yes | 0 | 2021-03-26 |  | Duxbury | 5676 | 2021 | 2021 | 2021 | 103 Fox Hollow | Washington Electric Cooperative Inc. | KW |  | Closed | Meghan Cook, SunCommon | LG | Neon2 435 Bifacial | 24 | 435 | 10.44 | SMA | SB 7.7 |  | Ground Mount |  | Fixed | Behind Consumption Meter |  | No
Washington Electric Cooperative Inc. | Gary Smith | Installed | 2021-03-29 | 2021-08-06 | 21-1217-NMR | 04/13/21 04/13/21 | 04/13/21 04/13/21 | NM 2.3 | 11 | Solar | Yes | 0 | 2021-03-29 |  | Plainfield | 5667 | 2021 | 2021 | 2021 | 2000 Upper Rd | Washington Electric Cooperative Inc. | KW |  | Closed | Meghan Cook, SunCommon | LG | Neon2 435 Bifacial | 32 | 435 | 13.92 | SMA | (1) SB 5.0-US (1) SB 6.0-US |  | Ground Mount |  | Fixed | Behind Consumption Meter |  | No
Washington Electric Cooperative Inc. | Kelly Poulin | Installed | 2021-03-31 | 2021-05-10 | 21-1237-NMR | 04/15/21 04/15/21 | 04/15/21 04/15/21 | NM 2.3 | 4.43 | Solar | Yes | 0 | 2021-03-31 |  | Williamstown | 5679 | 2021 | 2021 | 2021 | 1299 Gilbert Road | Washington Electric Cooperative Inc. | KW | Yes | Closed | Meghan Cook, SunCommon Meghan Cook, SunCommon | LG | Neon2 360 | 15 | 360 | 5.4 | Enphase | IQ7 Plus |  | Roof Mount |  | Fixed | Behind Consumption Meter |  | No
Washington Electric Cooperative Inc. | Kelly Poulin | Installed | 2021-03-31 | 2021-05-10 | 21-1237-NMR | 04/15/21 04/15/21 | 04/15/21 04/15/21 | NM 2.3 | 4.72 | Solar | Yes | 0 | 2021-03-31 |  | Williamstown | 5679 | 2021 | 2021 | 2021 | 1299 Gilbert Road | Washington Electric Cooperative Inc. | KW | Yes | Closed | Meghan Cook, SunCommon Meghan Cook, SunCommon | LG | Neon2 360 | 16 | 360 | 5.76 | Enphase | IQ7 Plus |  | Roof Mount |  | Fixed | Behind Consumption Meter |  | No
Washington Electric Cooperative Inc. | Christian Andresen | Installed | 2021-04-07 | 2021-05-11 | 21-1308-NMR | 04/22/21 04/22/21 | 04/22/21 04/22/21 | NM 2.3 | 2.95 | Solar | Yes | 0 | 2021-04-07 |  | Calais | 5602 | 2021 | 2021 | 2021 | 1104 Hagget Road | Washington Electric Cooperative Inc. | KW |  | Closed | Natosi Solar, LLC Natosi Solar, LLC | Q.Cell | Q.Peak Duo BLK-G6 340 | 10 | 340 | 3.4 | EnPhase | IQ7+ |  | Roof Mount |  | Fixed | Behind Consumption Meter |  | No
Washington Electric Cooperative Inc. | Christian Andresen | Installed | 2021-04-07 | 2021-05-11 | 21-1308-NMR | 04/22/21 04/22/21 | 04/22/21 04/22/21 | NM 2.3 | 2.36 | Solar | Yes | 0 | 2021-04-07 |  | Calais | 5602 | 2021 | 2021 | 2021 | 1104 Hagget Road | Washington Electric Cooperative Inc. | KW |  | Closed | Natosi Solar, LLC Natosi Solar, LLC | Q.Cell | Q.Peak Duo BLK-G6 340 | 8 | 340 | 2.72 | EnPhase | IQ7+ |  | Ground Mount |  | Fixed | Behind Consumption Meter |  | No
Washington Electric Cooperative Inc. | Katelyn Michell | Installed | 2021-04-12 | 2021-06-29 | 21-1363-NMR | 04/27/21 04/27/21 | 04/27/21 04/27/21 | NM 2.3 | 7.67 | Solar | Yes | 0 | 2021-04-12 |  | Fayston | 5660 | 2021 | 2021 | 2021 | 955 AIRPORT RD | Washington Electric Cooperative Inc. | KW | Yes | Closed | Meghan Cook, SunCommon | LG | Neon2 370 | 26 | 370 | 9.62 | Enphase | IQ7 Plus |  | Roof Mount |  | Fixed | Behind Consumption Meter |  | No
Washington Electric Cooperative Inc. | Shawn Twing | Installed | 2021-04-12 | 2021-08-05 | 21-1378-NMR | 04/27/21 04/27/21 | 04/27/21 04/27/21 | NM 2.3 | 10.7 | Solar | Yes | 0 | 2021-04-12 |  | Chelsea | 5038 | 2021 | 2021 | 2021 | 40 Dodge Rd | Washington Electric Cooperative Inc. | KW | Yes | Closed | Meghan Cook, SunCommon | LG | Neon2 435 Bifacial | 30 | 435 | 13.05 | SMA | (1) SB 7.7, (1) SB 3.0 |  | Ground Mount |  | Fixed | Behind Consumption Meter |  | No
Washington Electric Cooperative Inc. | Vito Naikus | Installed | 2021-04-22 | 2021-08-06 | 21-1524-NMR | 05/7/21 05/7/21 | 05/7/21 05/7/21 | NM 2.3 | 8.85 | Solar | Yes | 0 | 2021-04-22 |  | Montpelier | 5602 | 2021 | 2021 | 2021 | 86 Jones Road | Washington Electric Cooperative Inc. | KW |  | Closed | Meghan Cook, SunCommon | LG | Neon2 370 | 30 | 370 | 11.1 | Enphase | IQ7 Plus |  | Roof Mount |  | Fixed | Behind Consumption Meter |  | No
Washington Electric Cooperative Inc. | Jonathan Cullen | Installed | 2021-04-23 | 2021-06-11 | 21-1529-NMR | 05/10/21 05/10/21 | 05/10/21 05/10/21 | NM 2.3 | 7.08 | Solar | Yes | 0 | 2021-04-23 |  | Barre Town | 5641 | 2021 | 2021 | 2021 | 40 Cheney Road | Washington Electric Cooperative Inc. | KW |  | Closed | Meghan Cook, SunCommon | Longi | LR4-360 | 24 | 360 | 8.64 | Enphase | IQ7 Plus |  | Roof Mount |  | Fixed | Behind Consumption Meter |  | No
Washington Electric Cooperative Inc. | Ally & Jeremy Hook | Installed | 2021-05-05 | 2021-09-03 | 21-1681-NMR | 05/21/21 05/21/21 | 05/21/21 05/21/21 | NM 2.3 | 7.6 | Solar | Yes | 0 | 2021-05-05 |  | Chelsea | 5038 | 2021 | 2021 | 2021 | 38 Pent Road | Washington Electric Cooperative Inc. | KW |  | Closed | Integrity Energy | Qcell | Q.PEAK DUO L-G8.2 | 20 | 425 | 8.5 | Generac Powercell | 7602 |  | Ground Mount |  | Fixed | Behind Consumption Meter |  | No
Washington Electric Cooperative Inc. | Michael Tobias | Installed | 2021-05-13 | 2021-06-21 | 21-1775-NMR | 06/10/21 06/10/21 | 06/10/21 06/10/21 | NM 2.3 | 4.43 | Solar | Yes | 0 | 2021-05-13 |  | Cabot | 5647 | 2021 | 2021 | 2021 | 115 Tebbetts Rd. | Washington Electric Cooperative Inc. | KW |  | Closed | Meghan Cook, SunCommon | LG | Neon2 380 | 15 | 380 | 5.7 | Enphase | IQ7 Plus |  | Roof Mount |  | Fixed | Behind Consumption Meter |  | No
Washington Electric Cooperative Inc. | HEIDI ORTON | Installed | 2021-05-14 | 2021-07-01 | 21-1786-NMR | 06/1/21 06/1/21 | 06/1/21 06/1/21 | NM 2.3 | 9.8 | Solar | Yes | 0 | 2021-05-14 |  | Williamstown | 5679 | 2021 | 2021 | 2021 | 500 GETZ RD. | Washington Electric Cooperative Inc. | KW |  | Closed | Sunrun Installation Services, Inc. | JA SOLAR | JAM60S10-340/MR | 35 | 340 | 11.9 | SOLAREDGE | SE380H-USS3, SE6000H-USSE |  | Roof Mount |  | Fixed | Behind Consumption Meter |  | No
Washington Electric Cooperative Inc. | Adam Dobson | Installed | 2021-05-14 | 2022-01-20 | 21-1801-NMR | 06/1/21 06/1/21 | 06/1/21 06/1/21 | NM 2.3 | 10 | Solar | Yes | 0 | 2021-05-14 |  | Peacham | 5046 | 2021 | 2021 | 2021 | 217 Martins Pond Lane | Washington Electric Cooperative Inc. | KW | Yes | Closed | Solaflect Energy | Axitec | AC-330M-120V | 32 | 330 | 10.56 | Fronius | Primo 5.0-1 ( 2 ) |  | Ground Mount |  | 2-axis | Behind Consumption Meter |  | No
Washington Electric Cooperative Inc. | Phelan Kim | Installed | 2021-06-02 | 2021-07-28 | 21-1975-NMR | 06/17/21 06/17/21 | 06/17/21 06/17/21 | NM 2.3 | 10.32 | Solar | Yes | 0 | 2021-06-02 |  | Fayston | 5673 | 2021 | 2021 | 2021 | 97 Stony Hill Road | Washington Electric Cooperative Inc. | KW |  | Closed | Harvestar LLC | Hanwha | Q cell 340 BOB | 35 | 340 | 11.9 | Enphase | IQ7 Plus |  | Roof Mount |  | Fixed | Behind Consumption Meter |  | Yes
Washington Electric Cooperative Inc. | Kristen Zagaski | Installed | 2021-06-07 | 2021-09-16 | 21-2006-NMR | 06/22/21 06/22/21 | 06/22/21 06/22/21 | NM 2.3 | 7.7 | Solar | Yes | 0 | 2021-06-07 |  | Chelsea | 5038 | 2021 | 2021 | 2021 | 45 Angell Rd | Washington Electric Cooperative Inc. | KW |  | Closed | Meghan Cook, SunCommon | LG | NeonH 440 Bifacial | 22 | 440 | 9.68 | SMA | SB 7.7 |  | Ground Mount |  | Fixed | Behind Consumption Meter |  | No
Washington Electric Cooperative Inc. | Paula Gills | Installed | 2021-06-07 | 2021-08-16 | 21-2015-NMR | 06/22/21 06/22/21 | 06/22/21 06/22/21 | NM 2.3 | 7.32 | Solar | Yes | 0 | 2021-06-07 |  | Northfield | 5663 | 2021 | 2021 | 2021 | 466 Howe Rd | Washington Electric Cooperative Inc. | KW |  | Closed | Green Mountain Solar | LG | Neon H | 20 | 440 | 8.8 | Enphase | IQ 7A |  | Ground Mount |  | Fixed | Behind Consumption Meter |  | No
Washington Electric Cooperative Inc. | Andy Cochran Tammy Cochran | Installed | 2021-06-08 | 2021-08-03 | 21-2052-NMR | 06/23/21 06/23/21 | 06/23/21 06/23/21 | NM 2.3 | 5 | Solar | Yes | 0 | 2021-06-08 |  | Peacham | 5862 | 2021 | 2021 | 2021 | 361 Keiser Pond Rd | Washington Electric Cooperative Inc. | KW |  | Closed | CFW Electric | Suntech | STP170S-24/Ab-1 | 28 | 170 | 4.76 | SMA | Sunny Boy SB5.0-1SP-US-41 |  | Ground Mount |  | 1-axis | Generation Meter |  | No
Washington Electric Cooperative Inc. | Kip Sabens | Installed | 2021-06-11 | 2021-07-30 | 21-2080-NMR | 07/1/21 07/1/21 | 07/1/21 07/1/21 | NM 2.3 | 6 | Solar | Yes | 0 | 2021-06-11 |  | Barre Town | 5641 | 2021 | 2021 | 2021 | 59 Apple Blossom Rd | Washington Electric Cooperative Inc. | KW |  | Closed | All Earth Renewables | SunPower | SPR-320E-WHT-D | 20 | 320 | 6.4 | SMA | SB6000US |  | Ground Mount |  | 2-axis | Behind Consumption Meter |  | No
Washington Electric Cooperative Inc. | John Atkinson | Installed | 2021-06-14 | 2021-09-27 | 21-2111-NMR | 06/29/21 06/29/21 | 06/29/21 06/29/21 | NM 2.3 | 5.61 | Solar | Yes | 0 | 2021-06-14 |  | Moretown | 5660 | 2021 | 2021 | 2021 | 152 South Hill Road | Washington Electric Cooperative Inc. | KW | Yes | Closed | Meghan Cook, SunCommon | LG | NeonR 435 | 19 | 435 | 8.27 | Enphase | IQ7A |  | Roof Mount |  | Fixed | Behind Consumption Meter |  | No
Washington Electric Cooperative Inc. | Natasha Banning | Proposed | 2021-06-15 |  | 21-2147-NMR | 06/30/21 06/30/21 | 06/30/21 06/30/21 |  | 7.7 | Solar | Yes |  | 2021-06-15 |  | Worcester | 5682 | 2021 | 2021 |  | 579 Minister Brook Road | Washington Electric Cooperative Inc. | KW |  | Closed | Meghan Cook, SunCommon | LG | NeonH 435 Bifacial | 20 | 435 | 8.7 | SMA | SB 7.7 |  | Ground Mount |  | Fixed | Behind Consumption Meter |  | No
Washington Electric Cooperative Inc. | Michael Bransfield | Proposed | 2021-06-15 |  | 21-2153-NMR | 06/30/21 06/30/21 | 06/30/21 06/30/21 |  | 7.7 | Solar | Yes |  | 2021-06-15 |  | Moretown | 5660 | 2021 | 2021 |  | 122 Snowden Lane | Washington Electric Cooperative Inc. | KW |  | Closed | Meghan Cook, SunCommon | LG | NeonH 440 Bifacial | 24 | 440 | 10.56 | SMA | SB 7.7 |  | Ground Mount |  | Fixed | Behind Consumption Meter |  | No
Washington Electric Cooperative Inc. | Joseph Troiano | Installed | 2021-06-23 | 2021-08-18 | 21-2238-NMR | 07/9/21 07/9/21 | 07/9/21 07/9/21 | NM 2.3 | 5 | Solar | Yes | 0 | 2021-06-23 |  | Stannard | 5836 | 2021 | 2021 | 2021 | 261 Hutchins Farm Rd. | Washington Electric Cooperative Inc. | KW |  | Closed | All Earth Renewables | SunPower | SPR-320E-WHT-D | 20 | 320 | 6.4 | SMA | SB5000US |  | Ground Mount |  | 2-axis | Behind Consumption Meter |  | No
Washington Electric Cooperative Inc. | Liza Cabot-Case | Installed | 2021-06-23 | 2021-11-08 | 21-2242-NMR | 07/9/21 07/9/21 | 07/9/21 07/9/21 | NM 2.3 | 15 | Solar | Yes | 0 | 2021-06-23 |  | Peacham | 5862 | 2021 | 2021 | 2021 | 400 Green Bay Loop | Washington Electric Cooperative Inc. | KW | Yes | Closed | Integrity Energy | Qcell | Q.PEAK DUO L-G6.2 | 48 | 425 | 20.4 | SMA | Sunny Boy 5.0-US |  | Ground Mount |  | Fixed | Behind Consumption Meter |  | No
Washington Electric Cooperative Inc. | Asa Kuhn Christopher Kurdek | Installed | 2021-06-24 | 2021-08-03 | 21-2267-NMR | 07/12/21 07/12/21 | 07/12/21 07/12/21 | NM 2.3 | 12 | Solar | Yes | 0 | 2021-06-24 |  | Stannard | 5842 | 2021 | 2021 | 2021 | 20 Hall Rd | Washington Electric Cooperative Inc. | KW | Yes | Closed |  | LG | LG405N2T-J5 | 24 | 405 | 9.72 | Sol-Ark | SA-12K |  | Ground Mount |  | Fixed | Behind Consumption Meter |  | No
Washington Electric Cooperative Inc. | Jennifer Curtin | Installed | 2021-06-30 | 2021-08-26 | 21-2323-NMR | 07/16/21 07/16/21 | 07/16/21 07/16/21 | NM 2.3 | 7.6 | Solar | Yes | 0 | 2021-06-30 |  | Washington | 5675 | 2021 | 2021 | 2021 | 121 Clermont Road | Washington Electric Cooperative Inc. | KW |  | Closed | Meghan Cook, SunCommon | Tesla | SR60T1 | 5555 | 1 | 5.55 | Tesla | Tesla 7.6kW (240V) |  | Roof Mount |  | Fixed | Behind Consumption Meter |  | No
Washington Electric Cooperative Inc. | Jeremy Levine | Installed | 2021-07-01 | 2021-08-31 | 21-2339-NMR | 07/19/21 07/19/21 | 07/19/21 07/19/21 | NM 2.3 | 3.66 | Solar | Yes | 0 | 2021-07-01 |  | Groton | 5046 | 2021 | 2021 | 2021 | 690 Great Rd | Washington Electric Cooperative Inc. | KW |  | Closed | Green Mountain Solar | REC | Alpha | 10 | 445 | 4.45 | Enphase | IQ7A |  | Ground Mount |  | Fixed | Behind Consumption Meter |  | No
Washington Electric Cooperative Inc. | PETER S CARBEE | proposed | 2021-07-01 |  | 21-2342-NMR | 07/19/21 07/19/21 | 07/19/21 07/19/21 |  | 9.42 | Solar | Yes |  | 2021-07-01 |  | Groton | 5046 | 2021 | 2021 |  | 3096 SCOTT HWY | Washington Electric Cooperative Inc. | KW |  | Closed | Sunrun Installation Services, Inc. | JA SOLAR | JAM60S10-340/MR | 28 | 340 | 9.52 | SOLAREDGE | SE3800H-USS3, SE6000H-USS3 |  | Ground Mount |  | Fixed | Behind Consumption Meter |  | No
Washington Electric Cooperative Inc. | Misa Dikengil | Installed | 2021-07-01 | 2021-11-10 | 21-2355-NMR | 07/19/21 07/19/21 | 07/19/21 07/19/21 | NM 2.3 | 13 | Solar | Yes | 0 | 2021-07-01 |  | Fayston | 5660 | 2021 | 2021 | 2021 | 3696 North Fayston Road | Washington Electric Cooperative Inc. | KW |  | Closed | Meghan Cook, SunCommon | LG | NeonH 440 Bifacial | 40 | 440 | 17.6 | SMA | (1) SB 7.0, (1) SB 6.0 |  | Ground Mount |  | Fixed | Behind Consumption Meter |  | No
Washington Electric Cooperative Inc. | JENNIFER S SMITH | Installed | 2021-07-07 | 2021-09-21 | 21-2421-NMR | 07/22/21 07/22/21 | 07/22/21 07/22/21 | NM 2.3 | 7.6 | Solar | Yes | 0 | 2021-07-07 |  | Moretown | 5660 | 2021 | 2021 | 2021 | 2110 MORETOWN COMMON RD. | Washington Electric Cooperative Inc. | KW |  | Closed | Sunrun Installation Services, Inc. | JA SOLAR | JAM60S10-340/MR | 24 | 340 | 8.16 | SOLAREDGE | SE7600H-USS3 |  | Roof Mount |  | Fixed | Behind Consumption Meter |  | No
Washington Electric Cooperative Inc. | Sandra Flemer | installed | 2021-07-09 | 2021-08-26 | 21-2451-NMR | 07/26/21 07/26/21 | 07/26/21 07/26/21 | NM 2.3 | 6.79 | Solar | Yes | 0 | 2021-07-09 |  | Corinth | 5039 | 2021 | 2021 | 2021 | 403 Dearborn Hill Road | Washington Electric Cooperative Inc. | KW | Yes | Closed | Meghan Cook, SunCommon | LG | Neon2 380 | 23 | 380 | 8.74 | Enphase | IQ7 Plus |  | Roof Mount |  | Fixed | Behind Consumption Meter |  | No
Washington Electric Cooperative Inc. | NANCY L SNOW | installed | 2021-07-12 | 2021-09-29 | 21-2470-NMR | 07/27/21 07/27/21 | 07/27/21 07/27/21 | NM 2.3 | 7.6 | Solar | Yes | 0 | 2021-07-12 |  | Williamstown | 5679 | 2021 | 2021 | 2021 | 784 FALLS BRIDGE RD. | Washington Electric Cooperative Inc. | KW |  | Closed | Sunrun Installation Services, Inc. | JA SOLAR | JAM60S10-340/MR | 24 | 340 | 8.16 | SOLAREDGE | SE7600H-USS3 |  | Roof Mount |  | Fixed | Behind Consumption Meter |  | No
Washington Electric Cooperative Inc. | Matthew Murphy | proposed | 2021-07-13 |  | 21-2500-NMR | 07/28/21 07/28/21 | 07/28/21 07/28/21 |  | 15 | Solar | Yes |  | 2021-07-13 |  | Montpelier | 5602 | 2021 | 2021 |  | 1580 North St | Washington Electric Cooperative Inc. | KW |  | Closed |  | Hanwha Q Cells | Q Peak 355 | 54 | 355 | 19.17 | Enphase | IQ7PLUS-72-2-US IQ 7+ |  | Ground Mount |  | Fixed | Behind Consumption Meter |  | No
Washington Electric Cooperative Inc. | Matt Couture | installed | 2021-07-13 | 2021-09-14 | 21-2503-NMR | 07/28/21 07/28/21 | 07/28/21 07/28/21 | NM 2.3 | 14.64 | Solar | Yes | 0 | 2021-07-13 |  | Plainfield | 5667 | 2021 | 2021 | 2021 | 910 Gonyeau Rd | Washington Electric Cooperative Inc. | KW |  | Closed | Green Mountain Solar | LG | Neon H | 40 | 440 | 17.6 | Enphase | IQ7A |  | Ground Mount |  | Fixed | Behind Consumption Meter |  | No
Washington Electric Cooperative Inc. | Nancy Vandine | Proposed | 2021-07-16 |  | 21-2583-NMR | 08/2/21 08/2/21 | 08/2/21 08/2/21 |  | 7.08 | Solar | Yes |  | 2021-07-16 |  | Moretown | 5660 | 2021 | 2021 |  | 125 Snowden Ln | Washington Electric Cooperative Inc. | KW | Yes | Closed | Meghan Cook, SunCommon | LG | Neon2 380 | 24 | 380 | 9.12 | Enphase | IQ7 Plus |  | Roof Mount |  | Fixed | Behind Consumption Meter |  | No
Washington Electric Cooperative Inc. | Catherine Levey | Installed | 2021-07-20 | 2021-09-27 | 21-2608-NMR | 08/4/21 08/4/21 | 08/4/21 08/4/21 | NM 2.3 | 5.02 | Solar | Yes | 0 | 2021-07-20 |  | Moretown | 5660 | 2021 | 2021 | 2021 | 2887 N Fayston Rd | Washington Electric Cooperative Inc. | KW | Yes | Closed | Meghan Cook, SunCommon | LG | Neon2 380 | 17 | 380 | 6.46 | Enphase | IQ7 Plus |  | Roof Mount |  | Fixed | Behind Consumption Meter |  | No
Washington Electric Cooperative Inc. | John Atkinson | Installed | 2021-07-22 | 2021-09-27 | 21-2643-NMR | 08/6/21 08/6/21 | 08/6/21 08/6/21 | NM 2.3 | 7.32 | Solar | Yes | 0 | 2021-07-22 |  | Moretown | 5660 | 2021 | 2021 | 2021 | 152 South Hill Road | Washington Electric Cooperative Inc. | KW | Yes | Closed | Meghan Cook, SunCommon | LG | NeonR 435 | 20 | 435 | 8.7 | Enphase | IQ7A |  | Roof Mount |  | Fixed | Behind Consumption Meter |  | No
Washington Electric Cooperative Inc. | Meg Dawkins | Installed | 2021-07-26 | 2021-09-14 | 21-2687-NMR | 08/10/21 08/10/21 | 08/10/21 08/10/21 | NM 2.3 | 5.9 | Solar | Yes | 0 | 2021-07-26 |  | Calais | 5648 | 2021 | 2021 | 2021 | 135 Dragonfly Lane | Washington Electric Cooperative Inc. | KW | Yes | Closed | Meghan Cook, SunCommon | LG | Neon2 380 | 20 | 380 | 7.6 | Enphase | IQ7 Plus |  | Roof Mount |  | Fixed | Behind Consumption Meter |  | No
Washington Electric Cooperative Inc. | Greg Whitchurch | Installed | 2021-07-28 | 2021-09-10 | 21-2722-NMR | 08/28/21 08/28/21 | 08/28/21 08/28/21 | NM 2.3 | 10 | Solar | Yes | 0 | 2021-07-28 |  | Middlesex | 5602 | 2021 | 2021 | 2021 | 224 Brook road | Washington Electric Cooperative Inc. | KW | Yes | Closed | Natosi Solar, LLC Natosi Solar, LLC Natosi Solar, LLC | LG | 440N2T-E6 | 21 | 440 | 9.24 | SolarEdge | SE10000HUS |  | Ground Mount |  | 1-axis | Behind Consumption Meter |  | No
Washington Electric Cooperative Inc. | Greg Whitchurch | Installed | 2021-07-28 | 2021-09-10 | 21-2722-NMR | 08/28/21 08/28/21 | 08/28/21 08/28/21 | NM 2.3 | 2.75 | Solar | Yes | 0 | 2021-07-28 |  | Middlesex | 5602 | 2021 | 2021 | 2021 | 224 Brook road | Washington Electric Cooperative Inc. | KW | Yes | Closed | Natosi Solar, LLC Natosi Solar, LLC Natosi Solar, LLC | SunModule | SW 300 mono | 11 | 300 | 3.3 | EnPhase | M250 |  | Roof Mount |  | Fixed | Behind Consumption Meter |  | No
Washington Electric Cooperative Inc. | Greg Whitchurch | Installed | 2021-07-28 | 2021-09-10 | 21-2722-NMR | 08/28/21 08/28/21 | 08/28/21 08/28/21 | NM 2.3 | 3.93 | Solar | Yes | 0 | 2021-07-28 |  | Middlesex | 5602 | 2021 | 2021 | 2021 | 224 Brook road | Washington Electric Cooperative Inc. | KW | Yes | Closed | Natosi Solar, LLC Natosi Solar, LLC Natosi Solar, LLC | Astronergy | CHSM6610P | 18 | 230 | 4.14 | Outback | PS1-3000 |  | Roof Mount |  | Fixed | Behind Consumption Meter |  | No
Washington Electric Cooperative Inc. | Cynthia Spoor | Installed | 2021-08-03 | 2021-10-28 | 21-2808-NMR | 08/19/21 08/19/21 | 08/19/21 08/19/21 | NM 2.4 | 8.56 | Solar | Yes | 0 | 2021-08-03 |  | Groton | 5046 | 2021 | 2021 |  | 105 Spoor Road | Washington Electric Cooperative Inc. | KW |  | Closed | Meghan Cook, SunCommon | LG | Neon2 380 | 29 | 380 | 11.02 | Enphase | IQ7 Plus |  | Roof Mount |  | Fixed | Behind Consumption Meter |  | No
Washington Electric Cooperative Inc. | Phillip Hyjek | Installed | 2021-08-03 | 2021-09-21 | 21-2813-NMR | 08/19/21 08/19/21 | 08/19/21 08/19/21 | NM 2.4 | 7.97 | Solar | Yes | 0 | 2021-08-03 |  | Middlesex | 5602 | 2021 | 2021 | 2021 | 589 Brook Rd. | Washington Electric Cooperative Inc. | KW | Yes | Closed | Meghan Cook, SunCommon | LG | Neon2 380 | 27 | 380 | 10.26 | Enphase | IQ7 Plus |  | Roof Mount |  | Fixed | Behind Consumption Meter |  | No
Washington Electric Cooperative Inc. | Timothy Brennan | Installed | 2021-08-03 | 2021-12-02 | 21-2820-NMR | 08/19/21 08/19/21 | 08/19/21 08/19/21 | NM 2.4 | 7.7 | Solar | Yes | 0 | 2021-08-03 |  | Williamstown | 5679 | 2021 | 2021 | 2021 | 541 Graham Road | Washington Electric Cooperative Inc. | KW |  | Closed | Meghan Cook, SunCommon | LG | NeonH 435 Bifacial | 24 | 435 | 10.44 | SMA | SB 7.7 |  | Ground Mount |  | Fixed | Behind Consumption Meter |  | No
Washington Electric Cooperative Inc. | Adam Cotton | Proposed | 2021-08-04 |  | 21-2838-NMR | 08/20/21 08/20/21 | 08/20/21 08/20/21 |  | 6 | Solar | Yes |  | 2021-08-04 |  | Northfield | 05663-7056 | 2021 | 2021 |  | 605 vt rte 64 | Washington Electric Cooperative Inc. | KW | Yes | Closed | timothy stafford | Longi | LR4-72HBD-445M | 16 | 445 | 7.12 | SMA | SMA SB6.0-1SP-US-41 SUNNY Boy | Behind Consumption Meter | Roof Mount |  | Fixed | Behind Consumption Meter |  | No
Washington Electric Cooperative Inc. | Michael Dornbrook | Installed | 2021-08-04 | 2021-09-21 | 21-2843-NMR | 08/20/21 08/20/21 | 08/20/21 08/20/21 | NM 2.4 | 2.15 | Solar | Yes | 0 | 2021-08-04 |  | Walden | 5873 | 2021 | 2021 | 2021 | 415 Lower Harrington Hill Rd | Washington Electric Cooperative Inc. | KW | Yes | Closed | Solartech Solartech | Solarworld | SW250 | 10 | 250 | 2.5 | Enphase | M215 |  | Roof Mount |  | Fixed | Behind Consumption Meter |  | No
Washington Electric Cooperative Inc. | Michael Dornbrook | Installed | 2021-08-04 | 2021-09-21 | 21-2843-NMR | 08/20/21 08/20/21 | 08/20/21 08/20/21 | NM 2.4 | 3.85 | Solar | Yes | 0 | 2021-08-04 |  | Walden | 5873 | 2021 | 2021 | 2021 | 415 Lower Harrington Hill Rd | Washington Electric Cooperative Inc. | KW | Yes | Closed | Solartech Solartech | LG | LG375N1C-A6 | 11 | 375 | 4.13 | Enphase | IQ7Plus |  | Roof Mount |  | Fixed | Behind Consumption Meter |  | No
Washington Electric Cooperative Inc. | LUCINDA D NEWMAN | Proposed | 2021-08-13 |  | 21-2973-NMR | 08/31/21 08/31/21 | 08/31/21 08/31/21 |  | 3.84 | Solar | Yes |  | 2021-08-13 |  | Moretown | 5660 | 2021 | 2021 |  | 6899 VT RTE 100B | Washington Electric Cooperative Inc. | KW |  | Closed | Sunrun Installation Services, Inc. | JA SOLAR | JAM60S10-340/MR | 9 | 340 | 3.06 | DELTA | M4-TL-US |  | Roof Mount |  | Fixed | Behind Consumption Meter |  | No
Washington Electric Cooperative Inc. | Garrath Leonard | Installed | 2021-08-13 | 2022-01-06 | 21-2987-NMR | 08/31/21 08/31/21 | 08/31/21 08/31/21 | NM 2.4 | 5 | Solar | Yes | 0 | 2021-08-13 |  | Topsham | 5076 | 2021 | 2021 | 2021 | 23 John White Road | Washington Electric Cooperative Inc. | KW |  | Closed | Catamount Solar | Hanwha | Hanwha Q Peak DUO G5-325 | 16 | 325 | 5.2 | SolarEdge | SE5000H-US |  | Roof Mount |  | Fixed | Behind Consumption Meter |  | No
Washington Electric Cooperative Inc. | Bridget M Donnelly | Installed | 2021-08-17 | 2021-10-18 | 21-3023-NMR | 09/1/21 09/1/21 | 09/1/21 09/1/21 | NM 2.4 | 9.44 | Solar | Yes | 0 | 2021-08-17 |  | Cabot | 5647 | 2021 | 2021 | 2021 | 25 Ennis Rd | Washington Electric Cooperative Inc. | KW |  | Closed | Rebecca Payne | LG | Neon2 380 | 32 | 380 | 12.16 | Enphase | Microinverter - IQ7 Plus |  | Roof Mount |  | Fixed | Behind Consumption Meter |  | No
Washington Electric Cooperative Inc. | Donald & Wendy Campbell | Installed | 2021-08-17 | 2021-11-22 | 21-3029-NMR | 09/1/21 09/1/21 | 09/1/21 09/1/21 | NM 2.4 | 10.7 | Solar | Yes | 0 | 2021-08-17 |  | Tunbridge | 5077 | 2021 | 2021 | 2021 | 53 Stone House Rd | Washington Electric Cooperative Inc. | KW |  | Closed | Rebecca Payne | LG | NeonH 435 Bifacial | 30 | 435 | 13.05 | SMA | (1) SB 7.7, (1) SB 3.0 |  | Ground Mount |  | Fixed | Behind Consumption Meter |  | No
Washington Electric Cooperative Inc. | Fred Weddle Deborah Kissane | Installed | 2021-08-17 | 2021-10-08 | 21-3036-NMR | 09/1/21 09/1/21 | 09/1/21 09/1/21 | NM 2.4 | 6 | Solar | Yes | 0 | 2021-08-17 |  | Corinth | 5039 | 2021 | 2021 | 2021 | 1533 White Road | Washington Electric Cooperative Inc. | KW |  | Closed | Solaflect Energy | LG | LG400Q1C-A6 | 16 | 400 | 6.4 | Fronius | Primo 6.0-1 |  | Ground Mount |  | 2-axis | Behind Consumption Meter |  | No
Washington Electric Cooperative Inc. | Stewart McLean | Installed | 2021-08-17 | 2021-11-12 | 21-3039-NMR | 09/1/21 09/1/21 | 09/1/21 09/1/21 | NM 2.4 | 6 | Solar | Yes | 0 | 2021-08-17 |  | Northfield | 5663 | 2021 | 2021 | 2021 | 266 Homewilde Lane | Washington Electric Cooperative Inc. | KW |  | Closed | Solaflect Energy | LG | LG400Q1C-A6 | 16 | 400 | 6.4 | Fronius | Primo 6.0-1 |  | Ground Mount |  | 2-axis | Behind Consumption Meter |  | No
Washington Electric Cooperative Inc. | THOMAS F TAYLOR | Installed | 2021-08-18 | 2022-01-20 | 21-3053-NMR | 09/2/21 09/2/21 | 09/2/21 09/2/21 | NM 2.4 | 6 | Solar | Yes | 0 | 2021-08-18 |  | Northfield | 5663 | 2021 | 2021 | 2021 | 1046 BARROWS RD. | Washington Electric Cooperative Inc. | KW |  | Closed | Sunrun Installation Services, Inc. | JA SOLAR | JAM60S10-340/MR | 20 | 340 | 6.8 | SOLAREDGE | SE6000H-USS3 |  | Ground Mount |  | Fixed | Behind Consumption Meter |  | No
Washington Electric Cooperative Inc. | Marc Emerson | Installed | 2021-08-18 | 2021-08-10 | 21-3069-NMR | 09/2/21 09/2/21 | 09/2/21 09/2/21 | NM 2.4 | 6.2 | Solar | Yes | 0 | 2021-08-18 |  | Brookfield | 5036 | 2021 | 2021 | 2021 | 56 Chelsea Road | Washington Electric Cooperative Inc. | KW |  | Closed | Meghan Cook, SunCommon | LG | Neon2 380 | 21 | 380 | 7.98 | Enphase | IQ7 Plus |  | Roof Mount |  | Fixed | Behind Consumption Meter |  | No
Washington Electric Cooperative Inc. | Heather McLane | Installed | 2021-08-18 | 2021-11-22 | 21-3073-NMR | 09/2/21 09/2/21 | 09/2/21 09/2/21 | NM 2.4 | 9.15 | Solar | Yes | 0 | 2021-08-18 |  | Middlesex | 5602 | 2021 | 2021 | 2021 | 390 Shady Rill Rd | Washington Electric Cooperative Inc. | KW |  | Closed | Green Mountain Solar | LG | Neon H | 25 | 440 | 11 | Enphase | IQ7A |  | Ground Mount |  | Fixed | Behind Consumption Meter |  | No
Washington Electric Cooperative Inc. | Martin Klein | Installed | 2021-08-20 | 2021-10-08 | 21-3129-NMR | 09/7/21 09/7/21 | 09/7/21 09/7/21 | NM 2.4 | 6 | Solar | Yes | 0 | 2021-08-20 |  | Groton | 5046 | 2021 | 2021 | 2021 | 4198 Scott Highway | Washington Electric Cooperative Inc. | KW |  | Closed | Solaflect Energy | LG | LG400Q1C-A6 | 16 | 400 | 6.4 | Fronius | Primo 6.0-1 |  | Ground Mount |  | 2-axis | Behind Consumption Meter |  | No
Washington Electric Cooperative Inc. | Abby Dreyer | Proposed | 2021-08-23 |  | 21-3132-NMR | 09/8/21 09/8/21 | 09/8/21 09/8/21 |  | 15 | Solar | Yes |  | 2021-08-23 |  | Fayston | 5660 | 2021 | 2021 |  | 2142 North Fayston Rd | Washington Electric Cooperative Inc. | KW |  | Closed | Meghan Cook, SunCommon | LG | NeonH 435 | 50 | 435 | 21.75 | SMA | (1) SB 3.0, (2) SB 6.0 |  | Ground Mount |  | Fixed | Behind Consumption Meter |  | No
Washington Electric Cooperative Inc. | Tara M Schuren Eileen Simpson | Proposed | 2021-08-23 |  | 21-3150-NMR | 09/8/21 09/8/21 | 09/8/21 09/8/21 |  | 10 | Solar | Yes |  | 2021-08-23 |  | Calais | 5648 | 2021 | 2021 |  | 56 Going Road | Washington Electric Cooperative Inc. | KW |  | Closed | Building Energy | LG | LG375N1C-A6 | 28 | 375 | 10.5 | Solaredge | SE10000H-US |  | Roof Mount |  | Fixed | Behind Consumption Meter |  | No
Washington Electric Cooperative Inc. | Scott MacAskill | Installed | 2021-08-24 | 2021-12-03 | 21-3163-NMR | 09/9/21 09/9/21 | 09/9/21 09/9/21 | NM 2.4 | 7.97 | Solar | Yes | 0 | 2021-08-24 |  | Williamstown | 5679 | 2021 | 2021 | 2021 | 1351 S Hill Rd | Washington Electric Cooperative Inc. | KW | Yes | Closed | Meghan Cook, SunCommon | LG | Neon2 380 | 27 | 380 | 10.26 | Enphase | IQ7 Plus |  | Roof Mount |  | Fixed | Behind Consumption Meter |  | No
Washington Electric Cooperative Inc. | Angela Brick | Installed | 2021-08-24 | 2021-12-07 | 21-3186-NMR | 09/9/21 09/9/21 | 09/9/21 09/9/21 | NM 2.4 | 13 | Solar | Yes | 0 | 2021-08-24 |  | Bradford | 5033 | 2021 | 2021 | 2021 | 1431 Chelsea Rd | Washington Electric Cooperative Inc. | KW | Yes | Closed | Meghan Cook, SunCommon | LG | Neon2 435 Bifacial | 40 | 435 | 17.4 | SMA | (1) SB 6.0, (1) SB 7.0 |  | Ground Mount |  | Fixed | Behind Consumption Meter |  | No
Washington Electric Cooperative Inc. | Lawrence Rooney | Installed | 2021-08-24 | 2021-11-18 | 21-3188-NMR | 09/9/21 09/9/21 | 09/9/21 09/9/21 | NM 2.4 | 8.85 | Solar | Yes | 0 | 2021-08-24 |  | Middlesex | 5602 | 2021 | 2021 | 2021 | 48 Story Rd | Washington Electric Cooperative Inc. | KW | Yes | Closed | Meghan Cook, SunCommon | LG | Neon2 380 | 30 | 380 | 11.4 | Enphase | IQ7 Plus |  | Roof Mount |  | Fixed | Behind Consumption Meter |  | No
Washington Electric Cooperative Inc. | Gina Jenkins | Proposed | 2021-08-24 |  | 21-3189-NMR | 09/9/21 09/9/21 | 09/9/21 09/9/21 |  | 9 | Solar | Yes |  | 2021-08-24 |  | East Montpelier | 5651 | 2021 | 2021 |  | 890 Lyle Young Rd | Washington Electric Cooperative Inc. | KW | Yes | Closed | Meghan Cook, SunCommon | LG | NeonH 435 Bifacial | 26 | 435 | 11.31 | SMA | (1) SB 6.0 (1) SB 3.0 |  | Ground Mount |  | Fixed | Behind Consumption Meter |  | No
Washington Electric Cooperative Inc. | Carl Martin | Installed | 2021-08-26 | 2021-09-29 | 21-3250-NMR | 09/13/21 09/13/21 | 09/13/21 09/13/21 | NM 2.4 | 6 | Solar | Yes | 0 | 2021-08-26 |  | Williamstown | 5679 | 2021 | 2021 | 2021 | 2637 Baptist St | Washington Electric Cooperative Inc. | KW |  | Closed | Sunrun Installation Services, Inc. | JA Solar | JAM60S10-340/MR | 21 | 340 | 7.14 | SolarEdge Technologies | SE6000H-USS3 |  | Roof Mount |  | Fixed | Behind Consumption Meter |  | No
Washington Electric Cooperative Inc. | Susan Pelchar | Proposed | 2021-08-27 |  | 21-3293-NMR | 09/14/21 09/14/21 | 09/14/21 09/14/21 |  | 12.44 | Solar | Yes |  | 2021-08-27 |  | Middlesex | 5602 | 2021 | 2021 |  | 193 McCullough Hill Road | Washington Electric Cooperative Inc. | KW |  | Closed | Rebecca Payne | LG | NeonR | 34 | 435 | 14.79 | Enphase | Microinverter IQ7A |  | Roof Mount |  | Fixed | Behind Consumption Meter |  | No
Washington Electric Cooperative Inc. | Katherine Lea | Proposed | 2021-08-27 |  | 21-3295-NMR | 09/14/21 09/14/21 | 09/14/21 09/14/21 |  | 10 | Solar | Yes |  | 2021-08-27 |  | Corinth | 5039 | 2021 | 2021 |  | 513 Taplin Hill Road | Washington Electric Cooperative Inc. | KW |  | Closed | Rebecca Payne | LG | Neon H 435 Bifacial | 28 | 435 | 12.18 | SMA | (1) SonnyBoy 7 (1) SonnyBoy 3 |  | Ground Mount |  | Fixed | Behind Consumption Meter |  | No
Washington Electric Cooperative Inc. | Rick Rountree | Installed | 2021-08-27 | 2021-10-11 | 21-3332-NMR | 09/14/21 09/14/21 | 09/14/21 09/14/21 | NM 2.4 | 5.31 | Solar | Yes | 0 | 2021-08-27 |  | Barre Town | 5641 | 2021 | 2021 | 2021 | 9 Morgan Ln. | Washington Electric Cooperative Inc. | KW |  | Closed | Green Mountain Solar | LG | Neon 2 | 18 | 380 | 6.84 | Enphase | IQ7+ |  | Roof Mount |  | Fixed | Behind Consumption Meter |  | No
Washington Electric Cooperative Inc. | Robert Schellack | Proposed | 2021-08-30 |  | 21-3352-NMR | 09/15/21 09/15/21 | 09/15/21 09/15/21 |  | 12 | Solar | Yes |  | 2021-08-30 |  | Moretown | 5660 | 2021 | 2021 |  | 121 Stony Hill Road | Washington Electric Cooperative Inc. | KW |  | Closed | SunCommon | LG | 435 | 36 | 435 | 15.66 | SMA | (2) SB6.0 |  | Ground Mount |  | Fixed | Behind Consumption Meter |  | No
Washington Electric Cooperative Inc. | Chandler & Kelly Murch | Proposed | 2021-08-30 |  | 21-3356-NMR | 09/15/21 09/15/21 | 09/15/21 09/15/21 |  | 7.7 | Solar | Yes |  | 2021-08-30 |  | Northfield | 5663 | 2021 | 2021 |  | 1260 Smith Hill Rd | Washington Electric Cooperative Inc. | KW |  | Closed | Rebecca Payne | LG | NeonH 435 Bifacial | 24 | 435 | 10.44 | SMA | SonnyBoy 7.7 |  | Ground Mount |  | Fixed | Behind Consumption Meter |  | No
Washington Electric Cooperative Inc. | Lynda Markison | Proposed | 2021-08-30 |  | 21-3363-NMR | 09/15/21 09/15/21 | 09/15/21 09/15/21 |  | 6 | Solar | Yes |  | 2021-08-30 |  | Danville | 5873 | 2021 | 2021 |  | 1058 VT Route 15 | Washington Electric Cooperative Inc. | KW |  | Closed | Rebecca Payne | LG | NeonH 435 Bifacial | 16 | 435 | 6.96 | SMA | SonnyBoy 6.0 |  | Ground Mount |  | Fixed | Behind Consumption Meter |  | No
Washington Electric Cooperative Inc. | Zackary Mostov | Proposed | 2021-08-30 |  | 21-3366-NMR | 09/30/21 09/30/21 | 09/30/21 09/30/21 |  | 17.57 | Solar | Yes |  | 2021-08-30 |  | Moretown | 5660 | 2021 | 2021 |  | 775 South Hill Road | Washington Electric Cooperative Inc. | KW |  | Closed | Rebecca Payne | LG | Neon2 380 | 48 | 380 | 18.24 | Enphase | Microinverter - IQ7A |  | Roof Mount |  | Fixed | Behind Consumption Meter |  | No
Washington Electric Cooperative Inc. | Peter Perkins | Proposed | 2021-08-30 |  | 21-3368-NMR | 09/15/21 09/15/21 | 09/15/21 09/15/21 |  | 5 | Solar | Yes |  | 2021-08-30 |  | Calais | 5648 | 2021 | 2021 |  | 206 Apple Hill Road | Washington Electric Cooperative Inc. | KW |  | Closed | Rebecca Payne | LG | NeonH 435 Bifacial | 14 | 435 | 6.09 | SMA | SonnyBoy 5.0 |  | Ground Mount |  | Fixed | Behind Consumption Meter |  | No
Washington Electric Cooperative Inc. | Tim Ouellette | Installed | 2021-08-30 | 2021-12-28 | 21-3408-NMR | 09/15/21 09/15/21 | 09/15/21 09/15/21 | NM 2.4 | 4.13 | Solar | Yes | 0 | 2021-08-30 |  | Topsham | 5086 | 2021 | 2021 | 2021 | 19 US Route 302 | Washington Electric Cooperative Inc. | KW |  | Closed | SunCommon | LG | 380 | 14 | 380 | 5.32 | Enphase | IQ7 Plus |  | Roof Mount |  | Fixed | Behind Consumption Meter |  | No
Washington Electric Cooperative Inc. | Blair Anzalone | proposed | 2021-08-30 |  | 21-3415-NMR | 09/15/21 09/15/21 | 09/15/21 09/15/21 |  | 7.97 | Solar | Yes |  | 2021-08-30 |  | Middlesex | 5602 | 2021 | 2021 |  | 248 Notch Road | Washington Electric Cooperative Inc. | KW |  | Closed | Meghan Cook, SunCommon | LG | Neon2 380 | 27 | 380 | 10.26 | Enphase | IQ7 Plus |  | Roof Mount |  | Fixed | Behind Consumption Meter |  | No
Washington Electric Cooperative Inc. | Steven Hubbs | Installed | 2021-08-30 | 2021-11-17 | 21-3443-NMR | 09/15/21 09/15/21 | 09/15/21 09/15/21 | NM 2.4 | 10.62 | Solar | Yes | 0 | 2021-08-30 |  | East Montpelier | 5651 | 2021 | 2021 | 2021 | 330 Quaker Rd | Washington Electric Cooperative Inc. | KW |  | Closed | Green Mountain Solar | LG | Neon 2 | 36 | 380 | 13.68 | Enphase | IQ7+ |  | Roof Mount |  | Fixed | Behind Consumption Meter |  | No
Washington Electric Cooperative Inc. | Wendy Ades | Installed | 2021-08-30 | 2022-01-21 | 21-3448-NMR | 09/15/21 09/15/21 | 09/15/21 09/15/21 | NM 2.4 | 7.08 | Solar | Yes | 0 | 2021-08-30 |  | Walden | 5836 | 2021 | 2021 | 2021 | 466 Orton Rd | Washington Electric Cooperative Inc. | KW | Yes | Closed | SunCommon | LG | 380 | 24 | 380 | 9.12 | Enphase | IQ7 Plus |  | Roof Mount |  | Fixed | Behind Consumption Meter |  | No
Washington Electric Cooperative Inc. | Judy A Pransky | proposed | 2021-08-30 |  | 21-3480-NMR | 09/15/21 09/15/21 | 09/15/21 09/15/21 |  | 6.61 | Solar | Yes |  | 2021-08-30 |  | Cabot | 5647 | 2021 | 2021 |  | 234 Pransky Rd | Washington Electric Cooperative Inc. | KW |  | Closed | Rebecca Payne | LG | Neon2 380 | 19 | 380 | 7.22 | Enphase | Microinverter - IQ7 Plus |  | Roof Mount |  | Fixed | Behind Consumption Meter |  | No
Washington Electric Cooperative Inc. | Jake Elliott | proposed | 2021-08-31 |  | 21-3531-NMR | 09/16/21 09/16/21 | 09/16/21 09/16/21 |  | 6.79 | Solar | Yes |  | 2021-08-31 |  | Calais | 5648 | 2021 | 2021 |  | 1219 Apple Hill Rd | Washington Electric Cooperative Inc. | KW |  | Closed | Meghan Cook, SunCommon | LG | Neon2 380 | 23 | 380 | 8.74 | Enphase | IQ7 Plus |  | Roof Mount |  | Fixed | Behind Consumption Meter |  | No
Washington Electric Cooperative Inc. | Ashley Hudson | proposed | 2021-08-31 |  | 21-3533-NMR | 09/16/21 09/16/21 | 09/16/21 09/16/21 |  | 11.21 | Solar | Yes |  | 2021-08-31 |  | Northfield | 5663 | 2021 | 2021 |  | 388 Homewilde Ln | Washington Electric Cooperative Inc. | KW |  | Closed | Green Mountain Solar | LG | Neon R | 38 | 385 | 14.63 | Enphase | IQ7+ |  | Roof Mount |  | Fixed | Behind Consumption Meter |  | No
Washington Electric Cooperative Inc. | Brian Treacy | proposed | 2021-08-31 |  | 21-3543-NMR | 09/16/21 09/16/21 | 09/16/21 09/16/21 |  | 14.16 | Solar | Yes |  | 2021-08-31 |  | Moretown | 5660 | 2021 | 2021 |  | 3685 North Fayston Road | Washington Electric Cooperative Inc. | KW |  | Closed | Green Mountain Solar | LG | NeonH Bifacial | 48 | 440 | 21.12 | Enphase | IQ 7+ |  | Ground Mount |  | Fixed | Behind Consumption Meter |  | No
Washington Electric Cooperative Inc. | Scott Wood | proposed | 2021-08-31 |  | 21-3546-NMR | 09/16/21 09/16/21 | 09/16/21 09/16/21 |  | 5.9 | Solar | Yes |  | 2021-08-31 |  | Corinth | 5040 | 2021 | 2021 |  | 1713 Fulton Road | Washington Electric Cooperative Inc. | KW |  | Closed | Green Mountain Solar | LG | Neon2 | 20 | 380 | 7.6 | Enphase | IQ 7+ |  | Roof Mount |  | Fixed | Behind Consumption Meter |  | No
Washington Electric Cooperative Inc. | Paul Erlbaum | proposed | 2021-08-31 |  | 21-3588-NMR | 09/24/21 09/24/21 | 09/24/21 09/24/21 |  | 3.5 | Solar | Yes |  | 2021-08-31 |  | East Montpelier | 5651 | 2021 | 2021 |  | 100 Brazier Rd | Washington Electric Cooperative Inc. | KW |  | Closed | Harvestar LLC | Hanwha | Q Peak 340 BOB | 12 | 340 | 4.1 | Enphase | IQ 7 plus |  | Roof Mount |  | Fixed | Behind Consumption Meter |  | No
Washington Electric Cooperative Inc. | DC | installed | 2021-08-31 | 2021-11-18 | 21-3608-NMR | 09/21/21 09/21/21 09/21/21 | 09/21/21 09/21/21 09/21/21 | NM 2.4 | 12 | Solar | Yes | 0 | 2021-08-31 |  | Montpelier | 5602 | 2021 | 2021 | 2021 | 1038 Gould Hill Road | Washington Electric Cooperative Inc. | KW |  | Closed | Solaflect Energy | LG | LG400Q1C-A6 | 32 | 400 | 12.8 | Fronius | Primo 6.0-1 ( 2 ) |  | Ground Mount |  | 2-axis | Behind Consumption Meter |  | No
Washington Electric Cooperative Inc. | William Gaidys | installed | 2021-08-31 | 2021-12-30 | 21-3612-NMR | 09/16/21 09/16/21 | 09/16/21 09/16/21 | NM 2.4 | 6 | Solar | Yes | 0 | 2021-08-31 |  | Barre Town | 5641 | 2021 | 2021 | 2021 | 253 Phelps Road | Washington Electric Cooperative Inc. | KW |  | Closed | Solaflect Energy | LG | LG400Q1C-A6 | 16 | 400 | 6.4 | Fronius | Primo 6.0-1 |  | Ground Mount |  | 2-axis | Behind Consumption Meter |  | No
Washington Electric Cooperative Inc. | Roy Datema | Proposed | 2021-08-31 |  | 21-3622-NMR | 09/16/21 09/16/21 | 09/16/21 09/16/21 |  | 5.31 | Solar | Yes |  | 2021-08-31 |  | East Montpelier | 5651 | 2021 | 2021 |  | 85 Taylor Rd | Washington Electric Cooperative Inc. | KW |  | Closed | Green Mountain Solar | LG | Neon 2 | 18 | 380 | 6.84 | Enphase | IQ7+ |  | Roof Mount |  | Fixed | Behind Consumption Meter |  | No
Washington Electric Cooperative Inc. | Jahala Dudley | Proposed | 2021-08-31 |  | 21-3629-NMR | 10/1/21 10/1/21 | 10/1/21 10/1/21 |  | 20.95 | Solar | Yes |  | 2021-08-31 |  | Plainfield | 5667 | 2021 | 2021 |  | 3173 Brook Rd | Washington Electric Cooperative Inc. | KW |  | Closed | SunCommon | LG | 380 | 71 | 380 | 26.98 | Enphase | IQ7 Plus |  | Roof Mount |  | Fixed | Behind Consumption Meter |  | No
Washington Electric Cooperative Inc. | Ted Allen | Installed | 2021-08-31 | 2021-08-12 | 21-3641-NMR | 09/16/21 09/16/21 | 09/16/21 09/16/21 | NM 2.4 | 4 | Solar | Yes | 0 | 2021-08-31 |  | East Montpelier | 5602 | 2021 | 2021 | 2021 | 2838 County Road | Washington Electric Cooperative Inc. | KW | Yes Yes | Closed | Catamount Solar Catamount Solar Catamount Solar | SolarWorld | SW275 | 16 | 275 | 4.4 | Solectria | Solectria PVI 4000 |  | Roof Mount |  | Fixed | Behind Consumption Meter |  | No
Washington Electric Cooperative Inc. | Ted Allen | Installed | 2021-08-31 | 2021-08-12 | 21-3641-NMR | 09/16/21 09/16/21 | 09/16/21 09/16/21 | NM 2.4 | 7.6 | Solar | Yes | 0 | 2021-08-31 |  | East Montpelier | 5602 | 2021 | 2021 | 2021 | 2838 County Road | Washington Electric Cooperative Inc. | KW | Yes Yes | Closed | Catamount Solar Catamount Solar Catamount Solar | Canadian Solar | CS6X 290W | 30 | 290 | 8.7 | SolarEdge | SE7600 |  | Ground Mount |  | Fixed | Behind Consumption Meter |  | No
Washington Electric Cooperative Inc. | Ted Allen | Installed | 2021-08-31 | 2021-08-12 | 21-3641-NMR | 09/16/21 09/16/21 | 09/16/21 09/16/21 | NM 2.4 | 3 | Solar | Yes | 0 | 2021-08-31 |  | East Montpelier | 5602 | 2021 | 2021 | 2021 | 2838 County Road | Washington Electric Cooperative Inc. | KW | Yes Yes | Closed | Catamount Solar Catamount Solar Catamount Solar | Hanwha | Hanwha Q Peak DUO L G8 430 | 8 | 430 | 3.44 | SolarEdge | SE3000H-US |  | Ground Mount |  | Fixed | Behind Consumption Meter |  | No
Washington Electric Cooperative Inc. | Marc Lefebvre | Installed | 2021-08-31 |  | 21-3683-NMR | 10/1/21 10/1/21 | 10/1/21 10/1/21 | NM 1.0 | 5 | Solar | Yes | 0 | 2021-08-31 |  | Tunbridge | 5077 | 2021 | 2021 |  | 110 Kibling Hill Road | Washington Electric Cooperative Inc. | KW | Yes | Closed | Catamount Solar Catamount Solar | Canadian Solar | CS6X 320W | 18 | 320 | 5.76 | SolarEdge | SE5000 |  | Roof Mount |  | Fixed | Behind Consumption Meter |  | No
Washington Electric Cooperative Inc. | Marc Lefebvre | Installed | 2021-08-31 | 2021-11-08 | 21-3683-NMR | 10/1/21 10/1/21 | 10/1/21 10/1/21 | NM 2.4 | 15 | Solar | Yes | 0 | 2021-08-31 |  | Tunbridge | 5077 | 2021 | 2021 | 2021 | 110 Kibling Hill Road | Washington Electric Cooperative Inc. | KW | Yes | Closed | Catamount Solar Catamount Solar | Hanwha | Hanwha Q Peak DUO L-G8 | 36 | 430 | 15.48 | SolarEdge | SE10000H-US & SE5000H-US |  | Ground Mount |  | Fixed | Behind Consumption Meter |  | No
Washington Electric Cooperative Inc. | James LaPaglia | Proposed | 2021-09-01 |  | 21-3700-NMR | 09/17/21 09/17/21 | 09/17/21 09/17/21 |  | 10 | Solar | Yes |  | 2021-09-01 |  | Calais | 5650 | 2021 | 2021 |  | 94 Bayne Comolli Rd | Washington Electric Cooperative Inc. | KW |  | Closed | Sun Catcher | Hanwha | Q.PEAK DUO430W G8+ MONO | 26 | 430 | 11.18 | SolarEdge | SE10000 |  | Ground Mount |  | Fixed | Behind Consumption Meter |  | No
Washington Electric Cooperative Inc. | Michael Conlogue | Installed | 2021-09-02 | 2021-08-12 | 21-3723-NMR | 09/20/21 09/20/21 | 09/20/21 09/20/21 | NM 2.4 | 6 | Solar | Yes | 0 | 2021-09-02 |  | Worcester | 5682 | 2021 | 2021 | 2021 | 476 W Hill Rd | Washington Electric Cooperative Inc. | KW | Yes | Closed | Meghan Cook, SunCommon | LG | Neon2 435 | 16 | 435 | 6.96 | SMA | SB 6.0 |  | Ground Mount |  | Fixed | Behind Consumption Meter |  | No
Washington Electric Cooperative Inc. | JOANN GOSSELIN | Installed | 2021-09-13 | 2021-11-30 | 21-3790-NMR | 09/28/21 09/28/21 | 09/28/21 09/28/21 | NM 2.4 | 6 | Solar | Yes | 0 | 2021-09-13 |  | Williamstown | 5679 | 2021 | 2021 | 2021 | 18 FERNO RD. | Washington Electric Cooperative Inc. | KW |  | Closed | Sunrun Installation Services, Inc. | JA SOLAR | JAM60S10-340/MR | 20 | 340 | 6.8 | SOLAREDGE | SE6000H-USS3 |  | Roof Mount |  | Fixed | Behind Consumption Meter |  | No
Washington Electric Cooperative Inc. | Kathryn Kramer | Installed | 2021-09-24 | 2021-11-08 | 21-3950-NMR | 10/11/21 10/11/21 | 10/11/21 10/11/21 | NM 2.4 | 6 | Solar | Yes | 0 | 2021-09-24 |  | Corinth | 5039 | 2021 | 2021 | 2021 | 553 Threshold Way | Washington Electric Cooperative Inc. | KW |  | Closed | Integrity Energy | Qcell | Q.PEAK DUO BLK-G6+ | 18 | 340 | 6.12 | SMA | Sunny Boy 6.0-US |  | Roof Mount |  | Fixed | Behind Consumption Meter |  | No
Washington Electric Cooperative Inc. | Jeff Kaczenski | Proposed | 2021-09-30 |  | 21-4028-NMR | 10/15/21 10/15/21 | 10/15/21 10/15/21 |  | 7.6 | Solar | Yes |  | 2021-09-30 |  | Fayston | 5660 | 2021 | 2021 |  | Lot 2 Beaver Pond Road | Washington Electric Cooperative Inc. | KW |  | Closed | Home Energy Inc. | Trina | 330 Watt Mono Black | 22 | 330 | 7.2 | Fronius | Primo 7.6 |  | Roof Mount |  | Fixed | Behind Consumption Meter |  | No
Washington Electric Cooperative Inc. | SHAWN M MCMANIS | Installed | 2021-10-01 | 2022-01-20 | 21-4041-NMR | 10/18/21 10/18/21 | 10/18/21 10/18/21 | NM 2.4 | 5.76 | Solar | Yes | 0 | 2021-10-01 |  | Worcester | 5682 | 2021 | 2021 | 2021 | 130 MACKENZIE DR. | Washington Electric Cooperative Inc. | KW | Yes | Closed | Sunrun Installation Services, Inc. | TRINA | TSM330DD06M.05(II) | 18 | 330 | 5.94 | DELTA | E6-TL-US |  | Roof Mount |  | Fixed | Behind Consumption Meter |  | No
Washington Electric Cooperative Inc. | DANELLE HOLLYER | Proposed | 2021-10-05 |  | 21-4083-NMR | 10/20/21 10/20/21 | 10/20/21 10/20/21 |  | 7.6 | Solar | Yes |  | 2021-10-05 |  | Williamstown | 5654 | 2021 | 2021 |  | 349 BAPTIST ST. | Washington Electric Cooperative Inc. | KW |  | Closed | Sunrun Installation Services, Inc. | TRINA | TSM-330DD06M.05(II) | 28 | 330 | 9.24 | SOLAREDGE | SE7600H-USS3 |  | Roof Mount |  | Fixed | Behind Consumption Meter |  | No
Washington Electric Cooperative Inc. | DEREK FLINT | Installed | 2021-10-12 | 2021-12-22 | 21-4167-NMR | 10/27/21 10/27/21 | 10/27/21 10/27/21 | NM 2.4 | 4.8 | Solar | Yes | 0 | 2021-10-12 |  | Williamstown | 5679 | 2021 | 2021 | 2021 | 790 WINCHESTER HILL RD. | Washington Electric Cooperative Inc. | KW |  | Closed | Sunrun Installation Services, Inc. | LONGI | LR4-60HPB-355M | 20 | 355 | 7.1 | DELTA | M5-TL-US |  | Ground Mount |  | Fixed | Behind Consumption Meter |  | No
Washington Electric Cooperative Inc. | Rodney Buck Sandy Buck | Proposed | 2021-10-15 |  | 21-4231-NMR | 11/2/21 11/2/21 | 11/2/21 11/2/21 |  | 7.6 | Solar | Yes |  | 2021-10-15 |  | Calais | 5648 | 2021 | 2021 |  | 1857 West County Road | Washington Electric Cooperative Inc. | KW |  | Closed | Catamount Solar | REC | REC400AA PURE | 21 | 400 | 8.4 | SolarEdge | SE7600H-US |  | Roof Mount |  | Fixed | Behind Consumption Meter |  | No
Washington Electric Cooperative Inc. | Richard and Debbie Curtis | Installed | 2021-10-19 | 2021-11-18 | 21-4248-NMR | 11/3/21 11/3/21 | 11/3/21 11/3/21 | NM 2.4 | 10 | Solar | Yes | 0 | 2021-10-19 |  | East Montpelier | 5651 | 2021 | 2021 | 2021 | 430 Quaker Rd | Washington Electric Cooperative Inc. | KW | Yes | Closed | Meghan Cook, SunCommon Meghan Cook, SunCommon | QCell | Q.PLUS L-G4.2 340 | 30 | 340 | 10.2 | SolarEdge | SE10000AUS |  | Ground Mount |  | Fixed | Behind Consumption Meter |  | No
Washington Electric Cooperative Inc. | Richard and Debbie Curtis | Installed | 2021-10-19 | 2021-11-18 | 21-4248-NMR | 11/3/21 11/3/21 | 11/3/21 11/3/21 | NM 2.4 | 3 | Solar | Yes | 0 | 2021-10-19 |  | East Montpelier | 5651 | 2021 | 2021 | 2021 | 430 Quaker Rd | Washington Electric Cooperative Inc. | KW | Yes | Closed | Meghan Cook, SunCommon Meghan Cook, SunCommon | LG | NeonH 435 Bifacial | 8 | 435 | 3.48 | SMA | SB 3.0 |  | Ground Mount |  | Fixed | Behind Consumption Meter |  | No
Washington Electric Cooperative Inc. | Betsy Chodorkoff | Installed | 2021-10-19 | 2021-12-05 | 21-4260-NMR |  |  | NM 2.4 | 5 | Solar | Yes | 0 | 2021-10-19 |  | Marshfield Village | 5658 | 2021 | 2021 | 2021 | 491 Ennis Hill Road | Washington Electric Cooperative Inc. | KW | Yes | Closed | Meghan Cook, SunCommon | LG | NeonH 435 Bifacial | 12 | 435 | 5.22 | SMA | SB 5.0 |  | Ground Mount |  | Fixed | Behind Consumption Meter |  | No
Washington Electric Cooperative Inc. | Edward Brynn | Proposed | 2021-10-26 |  | 21-4366-NMR | 11/10/21 11/10/21 | 11/10/21 11/10/21 |  | 9.74 | Solar | Yes |  | 2021-10-26 |  | Washington | 5675 | 2021 | 2021 |  | 13 White Hill Rd | Washington Electric Cooperative Inc. | KW |  | Closed | Meghan Cook, SunCommon | LG | Neon2 380 | 33 | 380 | 12.54 | Enphase | IQ7 Plus |  | Roof Mount |  | Fixed | Behind Consumption Meter |  | No
Washington Electric Cooperative Inc. | Brent McCoy | Installed | 2021-10-26 | 2022-01-26 | 21-4367-NMR | 11/10/21 11/10/21 | 11/10/21 11/10/21 | NM 2.4 | 4.43 | Solar | Yes | 0 | 2021-10-26 |  | Greensboro | 5842 | 2021 | 2021 | 2021 | 491 Taylor Rd | Washington Electric Cooperative Inc. | KW |  | Closed | Meghan Cook, SunCommon | LG | Neon2 380 | 15 | 380 | 5.7 | Enphase | IQ7 Plus |  | Roof Mount |  | Fixed | Behind Consumption Meter |  | No
Washington Electric Cooperative Inc. | Peter and L. Ferris Flint Brian Anderson | Proposed | 2021-10-26 |  | 21-4368-NMR | 11/27/21 11/27/21 | 11/27/21 11/27/21 |  | 24.49 | Solar | Yes |  | 2021-10-26 |  | Chelsea | 5038 | 2021 | 2021 |  | 21A Burbank Crossroad | Washington Electric Cooperative Inc. | KW |  | Closed | Meghan Cook, SunCommon | LG | Neon2 380 | 83 | 380 | 31.54 | Enphase | IQ7 Plus |  | Roof Mount |  | Fixed | Behind Consumption Meter |  | No
Washington Electric Cooperative Inc. | Betsy Chodorkoff | Installed | 2021-10-28 | 2021-12-05 | 21-4390-NMR | 11/15/21 11/15/21 | 11/15/21 11/15/21 | NM 2.4 | 11.2 | Solar | Yes | 0 | 2021-10-28 |  | Marshfield Village | 5658 | 2021 | 2021 | 2021 | 491 Ennis Hill Road | Washington Electric Cooperative Inc. | KW | Yes | Closed | Meghan Cook, SunCommon Meghan Cook, SunCommon | SunPower | SPR-327NE-WHT-D | 36 | 327 | 11.78 | SMA | (1) SPR-7000M, (1) SPR-4000M |  | Ground Mount |  | Fixed | Behind Consumption Meter |  | No
Washington Electric Cooperative Inc. | Betsy Chodorkoff | Installed | 2021-10-28 | 2021-12-05 | 21-4390-NMR | 11/15/21 11/15/21 | 11/15/21 11/15/21 | NM 2.4 | 3.8 | Solar | Yes | 0 | 2021-10-28 |  | Marshfield Village | 5658 | 2021 | 2021 | 2021 | 491 Ennis Hill Road | Washington Electric Cooperative Inc. | KW | Yes | Closed | Meghan Cook, SunCommon Meghan Cook, SunCommon | LG | NeonH 435 | 12 | 435 | 5.22 | SMA | SB 3.8 | Behind Consumption Meter | Ground Mount |  | Fixed | Behind Consumption Meter |  | No
Washington Electric Cooperative Inc. | James Barber | Installed | 2021-10-28 | 2021-11-25 | 21-4393-NMR | 11/15/21 11/15/21 | 11/15/21 11/15/21 | NM 2.4 | 6 | Solar | Yes | 0 | 2021-10-28 |  | Peacham | 5873 | 2021 | 2021 | 2021 | 307 Deweysburg Road | Washington Electric Cooperative Inc. | KW | Yes | Closed | Solar Communities, (DBA) SunCommon Solaflect Energy | SunPower | SPR-320 | 19 | 320 | 6.08 | Solar Edge | SE6000HUS |  | Roof Mount |  | Fixed | Behind Consumption Meter |  | No
Washington Electric Cooperative Inc. | James Barber | Installed | 2021-10-28 | 2021-11-25 | 21-4393-NMR | 11/15/21 11/15/21 | 11/15/21 11/15/21 | NM 2.4 | 6 | Solar | Yes | 0 | 2021-10-28 |  | Peacham | 5873 | 2021 | 2021 | 2021 | 307 Deweysburg Road | Washington Electric Cooperative Inc. | KW | Yes | Closed | Solar Communities, (DBA) SunCommon Solaflect Energy | LG | LG400Q1C-A6 | 16 | 400 | 6.4 | Fronius | Primo 6.0-1 |  | Ground Mount |  | 2-axis | Behind Consumption Meter |  | No
Washington Electric Cooperative Inc. | Freedom Mauran | Proposed | 2021-10-29 |  | 21-4397-NMR | 11/16/21 11/16/21 | 11/16/21 11/16/21 |  | 8.26 | Solar | Yes |  | 2021-10-29 |  | Worcester | 5682 | 2021 | 2021 |  | 20 Kimball Rd | Washington Electric Cooperative Inc. | KW |  | Closed | Green Mountain Solar | LG | Neon 2 | 28 | 380 | 10.64 | Enphase | IQ7+ |  | Roof Mount |  | Fixed | Behind Consumption Meter |  | No
Washington Electric Cooperative Inc. | Angela Brick | Installed | 2021-10-29 | 2021-12-07 | 21-4399-NMR | 11/16/21 11/16/21 | 11/16/21 11/16/21 | NM 2.4 | 14 | Solar | Yes | 0 | 2021-10-29 |  | Bradford | 5033 | 2021 | 2021 | 2021 | 1431 Chelsea Rd | Washington Electric Cooperative Inc. | KW | Yes | Closed | Meghan Cook, SunCommon | LG | Neon2 435 Bifacial | 40 | 435 | 17.4 | SMA | (2) SB 7.0 |  | Ground Mount |  | Fixed | Behind Consumption Meter |  | No
Washington Electric Cooperative Inc. | REBECCA BLOUIN | Installed | 2021-11-02 | 2021-12-21 | 21-4621-NMR | 11/18/21 11/18/21 | 11/18/21 11/18/21 | NM 2.4 | 13.6 | Solar | Yes | 0 | 2021-11-02 |  | Williamstown | 5654 | 2021 | 2021 | 2021 | 1272 MCCARTHY RD. | Washington Electric Cooperative Inc. | KW |  | Closed | Sunrun Installation Services, Inc. | LONGI | LR4-60HPB-355M | 53 | 355 | 18.82 | SOLAREDGE | SE7600H-USS3, SE6000H-USS3 |  | Roof Mount |  | Fixed | Behind Consumption Meter |  | No
Washington Electric Cooperative Inc. | KEVIN UTTON | Proposed | 2021-11-02 |  | 21-4622-NMR | 11/22/21 11/22/21 | 11/22/21 11/22/21 |  | 4.8 | Solar | Yes |  | 2021-11-02 |  | Williamstown | 5679 | 2021 | 2021 |  | 221 GEORGE RD. | Washington Electric Cooperative Inc. | KW |  | Closed | Sunrun Installation Services, Inc. | LONGI | LR4-60HPB-355M | 20 | 355 | 7.1 | DELTA | M5-TL-US |  | Ground Mount |  | Fixed | Behind Consumption Meter |  | No
Washington Electric Cooperative Inc. | Donald A Woodworth | Installed | 2021-11-02 | 2022-01-25 | 21-4641-NMR | 11/18/21 11/18/21 | 11/18/21 11/18/21 | NM 2.4 | 8.85 | Solar | Yes | 0 | 2021-11-02 |  | Plainfield | 5667 | 2021 | 2021 | 2021 | 3276 Upper Road | Washington Electric Cooperative Inc. | KW |  | Closed | SunCommon | LG | Neon2 | 30 | 380 | 11.4 | Enphase | Microinverter - IQ7 Plus |  | Roof Mount |  | Fixed | Behind Consumption Meter |  | No
Washington Electric Cooperative Inc. | AMOS R GAYLORD | Installed | 2021-11-02 | 2022-01-20 | 21-4652-NMR | 11/18/21 11/18/21 | 11/18/21 11/18/21 | NM 2.4 | 5.76 | Solar | Yes | 0 | 2021-11-02 |  | Chelsea | 5038 | 2021 | 2021 | 2021 | 62 PENT RD | Washington Electric Cooperative Inc. | KW |  | Closed | Sunrun Installation Services, Inc. | LONGI | LR4-60HPB-355M | 24 | 355 | 8.52 | DELTA | M6-TL-US | Behind Consumption Meter | Roof Mount |  | Fixed | Behind Consumption Meter |  | No
Washington Electric Cooperative Inc. | Edward Haynes | Proposed | 2021-11-04 |  | 21-4675-NMR |  |  |  | 3.8 | Solar | Yes |  | 2021-11-04 |  | East Montpelier | 5602 | 2021 | 2021 |  | 165 Templeton Rd | Washington Electric Cooperative Inc. | KW |  | Closed | SunCommon | LG | NeonH 435 Bifacial | 10 | 435 | 4.35 | SMA | SB 3.8 |  | Ground Mount |  | Fixed | Behind Consumption Meter |  | Yes
Washington Electric Cooperative Inc. | Gina Jenkins | Proposed | 2021-11-04 |  | 21-4677-NMR |  |  |  | 7.7 | Solar | Yes |  | 2021-11-04 |  | East Montpelier | 5651 | 2021 | 2021 |  | 890 Lyle Young Rd | Washington Electric Cooperative Inc. | KW |  | Closed | SunCommon | LG | NeonH 435 Bifacial | 24 | 435 | 10.44 | SMA | SB 7.7 |  | Ground Mount |  | Fixed | Behind Consumption Meter |  | No
Washington Electric Cooperative Inc. | AIMEE BELISE GAKWAYA | Proposed | 2021-11-10 |  | 21-4732-NMR | 11/29/21 11/29/21 | 11/29/21 11/29/21 |  | 3.8 | Solar | Yes |  | 2021-11-10 |  | Bradford | 5033 | 2021 | 2021 |  | 1053 HACKETT HILL RD. | Washington Electric Cooperative Inc. | KW |  | Closed | Sunrun Installation Services, Inc. | LONGI | LR4-60HPB-355M | 13 | 355 | 4.62 | SOLAREDGE | SE3800H-USS3 |  | Roof Mount |  | Fixed | Behind Consumption Meter |  | No
Washington Electric Cooperative Inc. | Agnes Elwell | Installed | 2021-11-10 | 2022-01-06 | 21-4743-NMR | 11/29/21 11/29/21 | 11/29/21 11/29/21 | NM 2.4 | 6 | Solar | Yes | 0 | 2021-11-10 |  | Northfield | 5663 | 2021 | 2021 | 2021 | 177 Homewilde Lane | Washington Electric Cooperative Inc. | KW |  | Closed | Solaflect Energy | LG | LG380Q1C-V5 | 16 | 380 | 6.08 | Fronius | Primo 6.0-1 |  | Ground Mount |  | 2-axis | Behind Consumption Meter |  | No
Washington Electric Cooperative Inc. | James & Misty Motley | Proposed | 2021-11-12 |  | 21-4753-NMR | 11/30/21 11/30/21 | 11/30/21 11/30/21 |  | 12.39 | Solar | Yes |  | 2021-11-12 |  | Corinth | 5039 | 2021 | 2021 |  | 271 Spruce Lane | Washington Electric Cooperative Inc. | KW |  | Closed | SunCommon | LG | Neon2 | 42 | 380 | 15.96 | Enphase | IQ7 Plus |  | Roof Mount |  | Fixed | Behind Consumption Meter |  | No
Washington Electric Cooperative Inc. | Sean Lawson | Installed | 2021-11-12 | 2021-12-22 | 21-4764-NMR | 11/30/21 11/30/21 | 11/30/21 11/30/21 | NM 2.4 | 15 | Solar | Yes | 0 | 2021-11-12 |  | Moretown | 5660 | 2021 | 2021 | 2021 | 2295 Moretown Mountain Road | Washington Electric Cooperative Inc. | KW |  | Closed | Solaflect Energy | Axitec | AC-330M/120V | 48 | 330 | 15.84 | Fronius | Primo 5.0-1 ( 3 ) |  | Ground Mount |  | 2-axis | Behind Consumption Meter |  | Yes
Washington Electric Cooperative Inc. | Rick Lacroix | Installed | 2021-11-12 | 2021-12-21 | 21-4767-NMR | 11/30/21 11/30/21 | 11/30/21 11/30/21 | NM 2.4 | 13.6 | Solar | Yes | 0 | 2021-11-12 |  | Williamstown | 5679 | 2021 | 2021 | 2021 | 536 Sugar House Rd | Washington Electric Cooperative Inc. | KW |  | Closed | Sunrun Installation Services, Inc. | Longi | LR4-60HPB-355M | 52 | 355 | 18.46 | SolarEdge Technologies | SE6000H-USS3, SE7600H-USS3 |  | Roof Mount |  | Fixed | Behind Consumption Meter |  | No
Washington Electric Cooperative Inc. | Donna Fenner | Proposed | 2021-11-15 |  | 21-4782-NMR | 12/1/21 12/1/21 | 12/1/21 12/1/21 |  | 6 | Solar | Yes |  | 2021-11-15 |  | Williamstown | 5679 | 2021 | 2021 |  | 1460 Hebert Rd | Washington Electric Cooperative Inc. | KW |  | Closed | Sunrun Installation Services, Inc. | LONGI | LR4-60HPB-355M | 24 | 355 | 8.52 | SolarEdge Technologies | SE6000H-USS3 |  | Ground Mount |  | Fixed | Behind Consumption Meter |  | No
Washington Electric Cooperative Inc. | Troy Sumner | Proposed | 2021-11-18 |  | 21-4843-NMR | 12/6/21 12/6/21 | 12/6/21 12/6/21 |  | 4.72 | Solar | Yes |  | 2021-11-18 |  | Middlesex | 5602 | 2021 | 2021 |  | 339 East Bear Swamp Road | Washington Electric Cooperative Inc. | KW |  | Closed | Green Mountain Solar | LG | Neon2 | 16 | 380 | 6.08 | Enphase | IQ 7+ |  | Roof Mount |  | Fixed | Behind Consumption Meter |  | Yes
Washington Electric Cooperative Inc. | Matthew N Trepanier | Installed | 2021-11-19 | 2021-12-28 | 21-4857-NMR | 12/7/21 12/7/21 | 12/7/21 12/7/21 | NM 2.4 | 6 | Solar | Yes | 0 | 2021-11-19 |  | Williamstown | 5679 | 2021 | 2021 | 2021 | 924 McCarthy Rd | Washington Electric Cooperative Inc. | KW |  | Closed | Sunrun Installation Services, Inc. | LONGi Green Energy Technology | LR4-60HPB-355M | 17 | 355 | 6.04 | SolarEdge Technologies | SE6000H-USS3 |  | Roof Mount |  | Fixed | Behind Consumption Meter |  | No
Washington Electric Cooperative Inc. | Charles Storrow | Proposed | 2021-11-24 |  | 21-5055-NMR | 12/10/21 12/10/21 | 12/10/21 12/10/21 |  | 5 | Solar | Yes |  | 2021-11-24 |  | Calais | 5640 | 2021 | 2021 |  | 710 Wheeler Rd | Washington Electric Cooperative Inc. | KW |  | Closed | SunCommon | LG | NeonH 435 Bifacial | 12 | 435 | 5.22 | SMA | SB 5.0 |  | Ground Mount |  | Fixed | Behind Consumption Meter |  | No
Washington Electric Cooperative Inc. | ALFRED W LUNDE | Proposed | 2021-11-30 |  | 21-5083-NMR | 12/15/21 12/15/21 | 12/15/21 12/15/21 |  | 10.56 | Solar | Yes |  | 2021-11-30 |  | Williamstown | 5679 | 2021 | 2021 |  | 2446 BAPTIST ST | Washington Electric Cooperative Inc. | KW |  | Closed | Sunrun Installation Services, Inc. | LONGI | LR4-60HPB-355M | 44 | 355 | 15.62 | DELTA | M6-TL-US, M5-TL-US |  | Ground Mount |  | Fixed | Behind Consumption Meter |  | No
Washington Electric Cooperative Inc. | EAMMON CARLETON | Installed | 2021-12-01 | 2022-01-21 | 21-5101-NMR | 12/16/21 12/16/21 | 12/16/21 12/16/21 | NM 2.4 | 6 | Solar | Yes | 0 | 2021-12-01 |  | Cabot | 5658 | 2021 | 2021 | 2021 | 111 KEENE RD | Washington Electric Cooperative Inc. | KW |  | Closed | Sunrun Installation Services, Inc. | LONGI GREEN ENERGY | LR4-60HPB-355M | 21 | 355 | 7.46 | SOLAREDGE TECHNOLOGIES | SE6000H-USS3 |  | Roof Mount |  | Fixed | Behind Consumption Meter |  | No
Washington Electric Cooperative Inc. | PATRICK MCKINSTRY | Proposed | 2021-12-03 |  | 21-5131-NMR | 12/20/21 12/20/21 | 12/20/21 12/20/21 |  | 3.8 | Solar | No |  | 2021-12-03 |  | Worcester | 5682 | 2021 | 2021 |  | 55 FRAZIER RD | Washington Electric Cooperative Inc. | KW | Yes | Closed | Sunrun Installation Services, Inc. Sunrun Installation Services, Inc. | HANWHA Q-CELLS | Q.PEAK G4.1 300 | 14 | 300 | 4.2 | SolarEdge | SE3800H-US |  | Roof Mount |  | Fixed | Behind Consumption Meter |  | No
Washington Electric Cooperative Inc. | PATRICK MCKINSTRY | Proposed | 2021-12-03 |  | 21-5131-NMR | 12/20/21 12/20/21 | 12/20/21 12/20/21 |  | 3.8 | Solar | No | 0 | 2021-12-03 |  | Worcester | 5682 | 2021 | 2021 |  | 55 FRAZIER RD | Washington Electric Cooperative Inc. | KW | Yes | Closed | Sunrun Installation Services, Inc. Sunrun Installation Services, Inc. | LONGI GREEN ENERGY | LR4-60HPB-355M | 10 | 355 | 3.55 | SOLAREDGE TECHNOLOGIES | SE3800H-USS3 |  | Roof Mount |  | Fixed | Behind Consumption Meter |  | No
Washington Electric Cooperative Inc. | Edmund Polubinski | Installed | 2021-12-06 | 2022-01-07 | 21-5145-NMR | 12/21/21 12/21/21 | 12/21/21 12/21/21 | NM 2.4 | 9.44 | Solar | Yes |  | 2021-12-06 |  | Fayston | 5673 | 2021 | 2021 | 2021 | 198 Deer Run Lane | Washington Electric Cooperative Inc. | KW |  | Closed | Solar Communities, (DBA) SunCommon | LG | LG Neon2 360 | 32 | 360 | 11.52 | Enphase | IQ7+ |  | Roof Mount |  | Fixed | Behind Consumption Meter |  | No
Washington Electric Cooperative Inc. | William Atkins | Proposed | 2021-12-09 |  | 21-5178-NMR | 12/27/21 12/27/21 | 12/27/21 12/27/21 |  | 5.9 | Solar | Yes |  | 2021-12-09 |  | East Montpelier | 5651 | 2021 | 2021 |  | 390 Quaker Rd | Washington Electric Cooperative Inc. | KW |  | Closed | SunCommon | LG | Neon2 380 | 20 | 380 | 7.6 | Enphase | IQ7 Plus |  | Roof Mount |  | Fixed | Behind Consumption Meter |  | No
Washington Electric Cooperative Inc. | Wendy Ades | Installed | 2021-12-13 | 2022-01-21 | 21-5209-NMR | 12/29/21 12/29/21 | 12/29/21 12/29/21 | NM 2.4 | 8.85 | Solar | Yes | 0 | 2021-12-13 |  | Walden | 5836 | 2021 | 2021 | 2021 | 466 Orton Rd | Washington Electric Cooperative Inc. | KW | Yes | Closed | Solar Communities, (DBA) SunCommon | LG | 380 | 30 | 380 | 11.4 | Enphase | IQ7 Plus |  | Roof Mount |  | Fixed | Behind Consumption Meter |  | No
Washington Electric Cooperative Inc. | Wendy Ades | Installed | 2021-12-13 | 2022-01-21 | 21-5210-NMR |  |  | NM 2.4 | 8.85 | Solar | Yes | 0 | 2021-12-13 |  | Walden | 5836 | 2021 | 2021 | 2021 | 466 Orton Rd | Washington Electric Cooperative Inc. | KW | Yes | Closed | Solar Communities, (DBA) SunCommon | LG | 380 | 30 | 380 | 11.4 | Enphase | IQ7 Plus |  | Roof Mount |  | Fixed | Behind Consumption Meter |  | No
Washington Electric Cooperative Inc. | Dana Colson | Installed | 2021-12-13 | 2022-01-06 | 21-5215-NMR | 12/29/21 12/29/21 | 12/29/21 12/29/21 | NM 2.4 | 7 | Solar | Yes | 0 | 2021-12-13 |  | Royalton | 5068 | 2021 | 2021 | 2021 | 3686 Dairy Hill Rd | Washington Electric Cooperative Inc. | KW |  | Closed | Integrity Energy | Qcell | Q-Peak Duo L-G6.2 | 16 | 425 | 6.8 | SMA | Sunny Boy 7.0-US |  | Roof Mount |  | Fixed | Behind Consumption Meter |  | No
Washington Electric Cooperative Inc. | Edward Haynes | Proposed | 2021-12-13 |  | 21-5217-NMR | 12/29/21 12/29/21 | 12/29/21 12/29/21 |  | 7.5 | Solar | Yes |  | 2021-12-13 |  | East Montpelier | 5602 | 2021 | 2021 |  | 165 Templeton Road | Washington Electric Cooperative Inc. | KW | Yes | Closed | Solar Communities, (DBA) SunCommon Solar Communities, (DBA) SunCommon | Canadian Solar | CS6p-235PX | 36 | 235 | 8.46 | Fronius | Fronius IG Plus 7.5-1 UNI |  | Ground Mount |  | Fixed | Behind Consumption Meter |  | Yes
Washington Electric Cooperative Inc. | Edward Haynes | Proposed | 2021-12-13 |  | 21-5217-NMR | 12/29/21 12/29/21 | 12/29/21 12/29/21 |  | 3.8 | Solar | Yes |  | 2021-12-13 |  | East Montpelier | 5602 | 2021 | 2021 |  | 165 Templeton Road | Washington Electric Cooperative Inc. | KW | Yes | Closed | Solar Communities, (DBA) SunCommon Solar Communities, (DBA) SunCommon | LG | LG NeionH 435 Bifiacial | 10 | 435 | 4.35 | SMA | SMA Sunny Boy 3.8 |  | Ground Mount |  | Fixed | Behind Consumption Meter |  | Yes
Washington Electric Cooperative Inc. | Nathan Denny | Proposed | 2021-12-14 |  | 21-5232-NMR | 12/30/21 12/30/21 | 12/30/21 12/30/21 |  | 5.86 | Solar | Yes |  | 2021-12-14 |  | Northfield | 5663 | 2021 | 2021 |  | 89 Fairway Dr. | Washington Electric Cooperative Inc. | KW |  | Closed | Green Mountain Solar | LG | Neon H | 16 | 440 | 7.04 | Enphase | IQ8A |  | Ground Mount |  | Fixed | Behind Consumption Meter |  | Yes
Washington Electric Cooperative Inc. | Ian McLean | Proposed | 2021-12-15 |  | 21-5249-NMR | 01/3/22 01/3/22 | 01/3/22 01/3/22 |  | 9.15 | Solar | Yes |  | 2021-12-15 |  | Walden | 5843 | 2021 | 2021 |  | 8 Thayer Dr | Washington Electric Cooperative Inc. | KW |  | Closed | SunCommon | LG | Neon2 380 | 31 | 380 | 11.78 | Enphase | IQ7 Plus |  | Roof Mount |  | Fixed | Behind Consumption Meter |  | No
Washington Electric Cooperative Inc. | FRANCIS L NEDDO | Proposed | 2021-12-16 |  | 21-5261-NMR | 01/3/22 01/3/22 | 01/3/22 01/3/22 |  | 6 | Solar | Yes |  | 2021-12-16 |  | Greensboro | 5842 | 2021 | 2021 |  | 176 GONYAW ROAD | Washington Electric Cooperative Inc. | KW |  | Closed | Sunrun Installation Services, Inc. | LONGI | LR4-60HPB-355M | 24 | 355 | 8.52 | SOLAREDGE | SE6000H-USS3 |  | Ground Mount |  | Fixed | Behind Consumption Meter |  | No
Washington Electric Cooperative Inc. | Maureen & Andrew Bothfeld | Proposed | 2021-12-16 |  | 21-5266-NMR | 01/3/22 01/3/22 | 01/3/22 01/3/22 |  | 4.2 | Solar | Yes |  | 2021-12-16 |  | Duxbury | 5676 | 2021 | 2021 |  | 231 Sunrise Ave | Washington Electric Cooperative Inc. | KW | Yes | Closed | SunCommon SunCommon | SunPower | SPR-327NE-WHT-D | 13 | 327 | 4.25 | PowerOne | PVI-4.2-OUTD-S-US |  | Roof Mount |  | Fixed | Behind Consumption Meter |  | No
Washington Electric Cooperative Inc. | Maureen & Andrew Bothfeld | Proposed | 2021-12-16 |  | 21-5266-NMR | 01/3/22 01/3/22 | 01/3/22 01/3/22 |  | 2.36 | Solar | Yes |  | 2021-12-16 |  | Duxbury | 5676 | 2021 | 2021 |  | 231 Sunrise Ave | Washington Electric Cooperative Inc. | KW | Yes | Closed | SunCommon SunCommon | LG | Neon2 380 | 8 | 380 | 3.04 | Enphase | IQ7 Plus |  | Roof Mount |  | Fixed | Behind Consumption Meter |  | No
Washington Electric Cooperative Inc. | Christopher Belcher | Proposed | 2021-12-17 |  | 21-5287-NMR | 01/4/22 01/4/22 | 01/4/22 01/4/22 |  | 5.86 | Solar | Yes |  | 2021-12-17 |  | Chelsea | 5038 | 2021 | 2021 |  | 215 Williamstown Rd. | Washington Electric Cooperative Inc. | KW |  | Closed | Green Mountain Solar | LG | Neon H | 16 | 440 | 7.04 | Enphase | IQ7A |  | Ground Mount |  | Fixed | Behind Consumption Meter |  | Yes
Washington Electric Cooperative Inc. | Dean & Christine Packard | Proposed | 2021-12-21 |  | 21-5320-NMR | 01/6/22 01/6/22 | 01/6/22 01/6/22 |  | 7.6 | Solar | Yes |  | 2021-12-21 |  | Corinth | 5039 | 2021 | 2021 |  | 2940 Chelsea Rd | Washington Electric Cooperative Inc. | KW |  | Closed | Integrity Energy | Meyer Burger | Meyer Burger Black 395 | 15 | 395 | 5.92 | Generac | X7602 |  | Roof Mount |  | Fixed | Behind Consumption Meter |  | No
Washington Electric Cooperative Inc. | HEATHER A FLOWERS | Proposed | 2022-01-06 |  | 22-0060-NMR | 01/24/22 01/24/22 | 01/24/22 01/24/22 |  | 7.6 | Solar | Yes |  | 2022-01-06 |  | Orange | 5641 | 2021 | 2021 |  | 248 TUCKER RD | Washington Electric Cooperative Inc. | KW |  | Closed | Sunrun Installation Services, Inc. | LONGI GREEN ENERGY TECHNOLOGY | LR4-60HPB-355M | 26 | 355 | 9.23 | SOLAREDGE TECHNOLOGIES | SE7600H-USS3 |  | Roof Mount |  | Fixed | Behind Consumption Meter |  | No
Washington Electric Cooperative Inc. | Donald Morris | Proposed | 2022-01-07 |  | 22-0080-NMR | 01/25/22 01/25/22 | 01/25/22 01/25/22 |  | 7.6 | Solar | Yes |  | 2022-01-07 |  | Orange | 5649 | 2021 | 2021 |  | 17 Senecal Rd | Washington Electric Cooperative Inc. | KW |  | Closed | Sunrun Installation Services, Inc. | LONGi Green Energy Technology | LR4-60HPB-355M | 31 | 355 | 11.05 | SolarEdge Technologies | SE7600H-USS3 |  | Roof Mount |  | Fixed | Behind Consumption Meter |  | No
Washington Electric Cooperative Inc. | NATHAN HUNT | Proposed | 2022-01-13 |  | 22-0129-NMR | 01/31/22 01/31/22 | 01/31/22 01/31/22 |  | 9.6 | Solar | Yes |  | 2022-01-13 |  | Washington | 5675 | 2021 | 2021 |  | 1503 CARRIER RD | Washington Electric Cooperative Inc. | KW |  | Closed | Sunrun Installation Services, Inc. | JA SOLAR | JAM60S17-325/MR | 44 | 325 | 14.3 | DELTA ELECTRONICS | M10-TL-US |  | Roof Mount |  | Fixed | Behind Consumption Meter |  | No
Washington Electric Cooperative Inc. | Rebecca Karnaday | Proposed | 2022-01-13 |  | 22-0131-NMR | 01/31/22 01/31/22 | 01/31/22 01/31/22 |  | 10.62 | Solar | Yes |  | 2022-01-13 |  | Calais | 5650 | 2021 | 2021 |  | 704 Luce Rd | Washington Electric Cooperative Inc. | KW |  | Closed | SunCommon | LG | Neon2 380 | 36 | 380 | 13.68 | Enphase | IQ7 Plus |  | Roof Mount |  | Fixed | Behind Consumption Meter |  | No
Washington Electric Cooperative Inc. | Paul C Quinlan Paul C Quinlan | Proposed | 2022-01-13 |  | 22-0134-NMR |  |  |  | 13.57 | Solar | Yes |  | 2022-01-13 |  | Waitsfield | 5673 | 2021 | 2021 |  | 1203 Center Fayston Rd | Washington Electric Cooperative Inc. | KW | Yes | Open | SunCommon SunCommon | LG | Neon2 380 | 46 | 380 | 17.48 | Enphase | IQ7 Plus |  | Roof Mount |  | Fixed | Behind Consumption Meter |  | No
Washington Electric Cooperative Inc. | Paul C Quinlan Paul C Quinlan | Proposed | 2022-01-13 |  | 22-0134-NMR |  |  |  | 6.79 | Solar | Yes |  | 2022-01-13 |  | Waitsfield | 5673 | 2021 | 2021 |  | 1203 Center Fayston Rd | Washington Electric Cooperative Inc. | KW | Yes | Open | SunCommon SunCommon | LG | Neon2 360 | 23 | 360 | 8.28 | Enphase | IQ7 Plus |  | Roof Mount |  | Fixed | Behind Consumption Meter |  | No
Washington Electric Cooperative Inc. | AMBIR S MOOTE | Proposed | 2022-01-14 |  | 22-0142-NMR | 02/1/22 02/1/22 | 02/1/22 02/1/22 |  | 9.8 | Solar | Yes |  | 2022-01-14 |  | Orange | 5641 | 2021 | 2021 |  | 780 RESERVOIR RD | Washington Electric Cooperative Inc. | KW |  | Closed | Sunrun Installation Services, Inc. | JA SOLAR | JAM60S17-325/MR | 36 | 325 | 11.7 | SOLAREDGE TECHNOLOGIES | SE3800H-USS3, SE6000H-USS3 |  | Ground Mount |  | Fixed | Behind Consumption Meter |  | No
Washington Electric Cooperative Inc. | Kurt Crowe | Proposed | 2022-01-14 |  | 22-0143-NMR | 02/1/22 02/1/22 | 02/1/22 02/1/22 |  | 6 | Solar | Yes |  | 2022-01-14 |  | Topsham | 5086 | 2021 | 2021 |  | 21 Barberry Rd | Washington Electric Cooperative Inc. | KW |  | Closed | Sunrun Installation Services, Inc. | LONGi Green Energy Technology | LR4-60HPB-355M | 20 | 355 | 7.1 | SolarEdge Technologies | SE6000H-USS3 |  | Roof Mount |  | Fixed | Behind Consumption Meter |  | No
Washington Electric Cooperative Inc. | GARY W GOODRICH | Proposed | 2022-01-14 |  | 22-0144-NMR | 02/1/22 02/1/22 | 02/1/22 02/1/22 |  | 9.8 | Solar | Yes |  | 2022-01-14 |  | Vershire | 5083 | 2021 | 2021 |  | 16 VERSHIRE CENTER RD. | Washington Electric Cooperative Inc. | KW |  | Closed | Sunrun Installation Services, Inc. | JA SOLAR | JAM60S17-325/MR | 40 | 325 | 13 | SOLAREDGE | SE3800H-USS3, SE6000H-USS3 |  | Roof Mount |  | Fixed | Behind Consumption Meter |  | No

## dropdowns
|  |  | 1a |  | 1b | 1c | 1d | 1e | 1f | 2 | 3 | 4 | 5 | 6 | 7 | 8
|  |  | INTERCONNECTION |  |  | CPG REGISTRATION / APPLICATION |  |  | SYSTEM DATA | [6 empty] | LOCATION
Utility | System Name | Application Status | Interconnection Application Date | Interconnection Date | CPG Number | Completed CPG Application Date | CPG Issued / Deemed Issued Date | NM System (Vintage) | AC (Inverter) Capacity kW | Fuel Type | REC Disposition | Applicable Siting Adjustor | Category | Preferred Site Type | Municipality | Zip Code | CPG Application year | Interconnection Application Year | Interconnection Year
|  | Installed | [5 empty] | NM 1.0 |  | Solar | Retain | 0.01 | CAT I | Adjacent to load
|  | Proposed | [5 empty] | NM 2.0 |  | Wind | Transfer to Utility | -0.01 | CAT II | Canopy
|  | Withdrawn | [5 empty] | NM 2.1 |  | Hydro |  | -0.02 | CAT III | Gravel Pit, Quarry, Etc.
[8 empty] | NM 2.2 |  |  |  | -0.03 | CAT IV | Ground Mount
[8 empty] | NM 2.3 |  |  |  | -0.04 | HYDRO | Joint Letter of Support
[8 empty] | NM 2.4 |  |  |  | -0.05 |  | Landfill
Municipal Plan or Letter
New or existing structure
Non Rooftop
Parking lot canopy
Previously developed site
Roof Mount
Roof Top
OTHER
Note on D3: [Threaded comment] Your version of Excel allows you to read this threaded comment; however, any edits to it will get removed if the file is opened in a newer version of Excel. Learn more: https://go.microsoft.com/fwlink/?linkid=870924 Comment: interconnection application dates that were blank but had an interconnection date have assumed the CPG application date where available.

## definitions
NM system key:
NM 1.0 | CPG APP ON OR BEFORE 1/2/2017
NM 2.0 | CPG 1/3/2017 THRU 7/2/2018
NM 2.1 | CPG 7/3/2018 THRU 6/30/2019
NM 2.2 | 7/1/2019 THRU 2/1/2021
NM 2.3 | 2/2/2021 THRU 7/31/2021
NM 2.4 | 8/1/2021 THRU -
Solar
Wind
Hydro
Retain | means retained by system owner
Transfer to Utility | means transferred to utility
SITING ADJUSTORS | NM 1.0 & NM 2.0 | NM 2.1 & NM 2.2 | NM 2.3 | NM 2.4
CAT I | 0.01 | 0.01 | 0 | -0.01 | 0
CAT II | 0.01 | 0.01 | 0 | -0.01 | 0.01
CAT III | -0.01 | -0.02 | -0.03 | -0.04 | 0.02
CAT IV | -0.03 | -0.03 | -0.04 | -0.05 | -0.01
HYDRO | 0 | 0 | 0 | 0 | -0.02
-0.03
-0.04
-0.05
Application Status Key:
Installed | Project applied for interconnection and has been placed into service
Proposed | Project applied for interconnection and has not yet been placed into service
Withdrawn | Project applied for interconnection and was subsequently removed from interconnection (ie: applicant abandoned CPG, CPG expired, Rule 5.500 milestone not met, etc.)
Note on H14: Steve Farman:

## PUC
| Case Number | Petitioner/Applicant | Filed On | App. Accepted | Date CPG Issued or Deemed Issued | Address | Town | Zipcode | Electric Utility | Gen. Type | Capacity | kW or MW | Transfer Env. Att. to Utility | Amend-ment | Case Status | System Installer | PV Module Manufacturer | Module Model Number | Number of Modules | Power Rating Per Module (DC Watts) | Total Array Output (DC kW) | Inverter Manufacturer | Inverter Model Number | Location of Facility's Disconnect Switch | Installation Type | Installation Type Description | System Type and Orientation | Interconnection Configuration | Consumption Meter Number | Group System
installed | 17-3323-NMR | Douglas R Rivers | 2017-06-13 | 2017-06-13 | 2017-06-28 | 96 Rivers Lane | Danville | 5873 | Washington Electric Cooperative Inc. | Solar | 6.96 | KW | Yes |  | Closed | GoSolar New England | Hanwha | Q-Cell 300w | 24 | 300 | 7.2 | Enphase | IQ6+ |  | Other |  | 2-axis | Behind Consumption Meter |  | No
installed | 17-3395-NMR | GoSolar NH Doughlas R Rivers | 2017-06-20 | 2017-06-20 | 2017-07-06 | 96 Rivers Lane | Danville | 5873 | Washington Electric Cooperative Inc. | Solar | 7.6 | KW | Yes |  | Closed |  | Hanwha | Q-Cell 300w | 24 | 300 | 7.2 | SolarEdge | SE7600 |  | Other |  | 2-axis | Behind Consumption Meter |  | No
installed | 17-3396-NMR | William Jones | 2017-06-20 | 2017-06-20 | 2017-07-06 | 1866 Vermont Route 15 | Danville | 5873 | Washington Electric Cooperative Inc. | Solar | 3.8 | KW | Yes |  | Closed | Solar Communities | QCell | Q.PEAK BFR-G4.1 300 | 16 | 300 | 4.8 | Solar Edge | SE3800AUS |  | Roof Mount |  | Fixed | Behind Consumption Meter |  | No
installed | 17-3480-NMR | Jack Zeilenga | 2017-07-03 | 2017-07-03 | 2017-07-19 | 360 Lyle Young Rd | East Montpelier | 5651 | Washington Electric Cooperative Inc. | Solar | 7.6 | KW | Yes |  | Closed | Solar Communities | SunPower | SPR-345 | 22 | 345 | 7.59 | Solar Edge | SE7600AUS |  | Roof Mount |  | Fixed | Behind Consumption Meter |  | No
installed | 17-3491-NMR | Cheri Goldstein | 2017-07-03 | 2017-07-03 | 2017-07-19 | 101 Harris Hill Road | Worcester | 5682 | Washington Electric Cooperative Inc. | Solar | 10 | KW | Yes |  | Closed | Solar Communities | QCell | Q.PLUS L-G4.2 340 | 30 | 340 | 10.2 | Solar Edge | SE10000AUS |  | Ground Mount |  | Fixed | Behind Consumption Meter |  | No
installed | 17-3509-NMR | Soren Pfeffer | 2017-06-27 | 2017-06-27 | 2017-07-19 | 1265 Kelton Rd | East Montpelier | 5651 | Washington Electric Cooperative Inc. | Solar | 7.6 | KW | Yes |  | Closed | Sun Catcher, LLC | Hanwha | Q.PEAK-G4.1 300 | 24 | 300 | 7.2 | SolarEdge | SE7600A-US |  | Roof Mount |  | Fixed | Behind Consumption Meter |  | No
installed | 17-3512-NMR | Mark Chaplin | 2017-07-05 | 2017-07-05 | 2017-07-20 | 336 Culver Hill Road | Middlesex | 5602 | Washington Electric Cooperative Inc. | Solar | 10 | KW | Yes | Yes | Closed | Solar Communities | Sunpreme | Sunpreme GxB 370 | 30 | 370 | 11.1 | Solar Edge | SE10000AUS |  | Ground Mount |  | Fixed | Behind Consumption Meter |  | No
installed | 17-3519-NMR | Martha Perdue | 2017-07-06 | 2017-07-06 | 2017-07-21 | 101 Harris Hill Road | Worcester | 5682 | Washington Electric Cooperative Inc. | Solar | 10 | KW | Yes |  | Closed | Solar Communities | Q.Cell | Q.PLUS L-G4.2 340 | 30 | 340 | 10.2 | Solar Edge | SE10000AUS |  | Ground Mount |  | Fixed | Behind Consumption Meter |  | No
installed | 17-3586-NMR | James Cross | 2017-07-05 | 2017-07-05 | 2017-07-27 | 77 Curtis Road | Barre Town | 5641 | Washington Electric Cooperative Inc. | Solar | 3.8 | KW | Yes |  | Closed | Apex Solar Power | Trina 270 | TSM270DD05A.05 (II) | 14 | 270 | 3.78 | SolarEdge | SE3800A-US |  | Roof Mount |  | Fixed | Behind Consumption Meter |  | No
installed | 17-3643-NMR | Schrader Earl Rebecca Schrader | 2017-07-18 | 2017-07-18 | 2017-08-07 | 888 Tucker Road | Plainfield | 5667 | Washington Electric Cooperative Inc. | Solar | 7.5 | KW | Yes |  | Closed | Richard Electric, Inc | Solarworld | SW320 | 24 | 300 | 7.2 | Enphase | M250-60-2LL-522 |  | Roof Mount |  | Fixed | Behind Consumption Meter |  | No
installed | 17-3677-NMR | Gregory Fitch | 2017-07-20 | 2017-07-20 | 2017-08-04 | 3677 Hollister Hill Rd | Marshfield Village | 5658 | Washington Electric Cooperative Inc. | Solar | 5 | KW | Yes |  | Closed | Solar Communities | SunPower | SPR-327 | 18 | 327 | 5.88 | Solar Edge | SE5000AUS |  | Roof Mount |  | Fixed | Behind Consumption Meter |  | No
installed | 17-3700-NMR | Chris Emerson | 2017-07-21 | 2017-07-21 | 2017-08-07 | 953 Powder Spring Rd | Groton | 5046 | Washington Electric Cooperative Inc. | Solar | 15 | KW | Yes |  | Closed | Solar Communities | Q.Cell | Q.PEAK BFR-G4.1 300 | 54 | 300 | 16.2 | Solar Edge | SE10000AUS, SE5000AUS |  | Roof Mount |  | Fixed | Behind Consumption Meter |  | No
installed | 17-3701-NMR | Paula Clement | 2017-07-21 | 2017-07-21 | 2017-08-07 | 20 Clement Road | Orange | 5086 | Washington Electric Cooperative Inc. | Solar | 15 | KW | Yes |  | Closed | Solar Communities | Q.Cell | Q.PEAK BFR-G4.1 300 | 52 | 300 | 15.6 | Solar Edge | SE10000AUS, SE5000AUS |  | Roof Mount |  | Fixed | Behind Consumption Meter |  | No
installed | 17-3708-NMR | William Jones | 2017-07-24 | 2017-07-24 | 2017-08-08 | 1866 Vermont Route 15 | Danville | 5873 | Washington Electric Cooperative Inc. | Solar | 5 | KW | Yes | Yes | Closed | Solar Communities | Q.Cell | Q.PEAK BFR-G4.1 300 | 16 | 300 | 4.8 | Solar Edge | SE5000AUS |  | Roof Mount |  | Fixed | Behind Consumption Meter |  | No
installed | 17-3715-NMR | David Batchelder | 2017-07-20 | 2017-07-20 | 2017-08-08 | 69 Curtis Road | Barre Town | 5641 | Washington Electric Cooperative Inc. | Solar | 6 | KW | Yes |  | Closed | Apex Solar Power | Trina Solar | TSM27505.05 (1) | 25 | 275 | 6.88 | Solaredge | SE6000A-US |  | Roof Mount |  | Fixed | Behind Consumption Meter |  | No
installed | 17-3720-NMR | John Connor Patty Connor | 2017-07-24 | 2017-07-24 | 2017-08-08 | 30 Cherry Hill Tree Road | East Montpelier | 5651 | Washington Electric Cooperative Inc. | Solar | 6 | KW | Yes | Yes | Closed | Catamount Solar LLC | Canadian Solar | CS6K 290M | 22 | 290 | 6.38 | Solaredge | SE6000 |  | Ground Mount |  | Fixed | Behind Consumption Meter |  | Yes
installed | 17-3721-NMR | Ralf Schaarschmidt | 2017-07-24 | 2017-07-24 | 2017-08-08 | 189 Boulder Ridge Road | East Montpelier | 5651 | Washington Electric Cooperative Inc. | Solar | 9.5 | KW | Yes | Yes | Closed | RGS Energy | SolarWorld | SW285 Mono | 38 | 285 | 10.83 | Enphase | M250-60-2LL-S22 (38) |  | Roof Mount |  | Fixed | Behind Consumption Meter |  | Yes
installed | 17-3728-NMR | Brian Prendergast Margot Prendergast | 2017-07-25 | 2017-07-25 | 2017-08-09 | 24 Story Road | Middlesex | 05682-962 | Washington Electric Cooperative Inc. | Solar | 7.6 | KW | Yes |  | Closed | Integrity Energy | Canadian Solar | CS60-340M | 18 | 340 | 6.12 | Solar Edge | SE7600A-US |  | Roof Mount |  | Fixed | Behind Consumption Meter |  | No
installed | 17-3746-NMR | James Infurna | 2017-07-27 | 2017-07-27 | 2017-08-11 | 795 School House Rd | Brookfield | 5036 | Washington Electric Cooperative Inc. | Solar | 5 | KW | Yes | Yes | Closed | Solar Communities | Q.Cell | Q.PEAK BFR-G4.1 300 | 16 | 300 | 4.8 | Solar Edge | SE5000AUS |  | Roof Mount |  | Fixed | Behind Consumption Meter |  | No
installed | 17-3755-NMR | Scott Kilpatrick | 2017-07-27 | 2017-07-27 | 2017-08-11 | 1720 North Street | Montpelier | 5602 | Washington Electric Cooperative Inc. | Solar | 6 | KW | Yes |  | Closed | Building Energy | S-Energy | SN270P | 27 | 270 | 7.29 | Solaredge | SE6000A-US |  | Roof Mount |  | Fixed | Behind Consumption Meter |  | No
installed | 17-3758-NMR | G. Ken Davis | 2017-07-27 | 2017-07-27 | 2017-08-14 | 17 N. Bear Swamp Road | Worcester | 5682 | Washington Electric Cooperative Inc. | Solar | 15 | KW | Yes |  | Closed | Solaflect | Canadian Solar | CS6P-270P | 48 | 270 | 12960 | Solar Edge | SE5000A-US X 3 |  | Ground Mount |  | 2-axis | Behind Consumption Meter |  | No
installed | 17-3766-NMR | Jane & Joseph Alper | 2017-07-28 | 2017-07-28 | 2017-08-14 | 1353 Town Road 5 | Peacham | 5873 | Washington Electric Cooperative Inc. | Solar | 6 | KW | Yes |  | Closed | Solar Communities | SunPower | SPR-345 | 19 | 345 | 6.56 | Solar Edge | SE6000AUS |  | Roof Mount |  | Fixed | Behind Consumption Meter |  | No
installed | 17-3824-NMR | Simonini Don | 2017-08-07 | 2017-08-07 | 2017-08-23 | 414 Deer Run | Fayston | 5660 | Washington Electric Cooperative Inc. | Solar | 15 | KW | Yes |  | Closed | Catamount Solar LLC | LG | 335NIC | 43 | 335 | 14.41 | SolarEdge | SE10000 and SE5000 |  | Roof Mount |  | Fixed | Behind Consumption Meter |  | No
installed | 17-3842-NMR | Meghan Pew | 2017-08-08 | 2017-08-08 | 2017-08-24 | 234 Cherry Tree Hill Rd | East Montpelier | 5651 | Washington Electric Cooperative Inc. | Solar | 6 | KW | Yes |  | Closed | Solar Communities | Qcell | Q.PEAK BFR-G4.1 300 | 20 | 300 | 6 | Solar Edge | SE6000AUS |  | Roof Mount |  | Fixed | Behind Consumption Meter |  | No
installed | 17-3848-NMR | Douglas Grahn | 2017-08-08 | 2017-08-08 | 2017-08-24 | 161 Culver Hill Rd | Middlesex | 5602 | Washington Electric Cooperative Inc. | Solar | 7.6 | KW | Yes |  | Closed | Solar Communities | SunPower | SPR-345 | 26 | 345 | 8.97 | Solar Edge | SE7600AUS |  | Roof Mount |  | Fixed | Behind Consumption Meter |  | No
installed | 17-3865-NMR | Matt & Maria Koehler | 2017-08-09 | 2017-08-09 | 2017-08-25 | 481 Darling Hill Road | Vershire | 5079 | Washington Electric Cooperative Inc. | Solar | 6.72 | KW | Yes |  | Closed | RGS Energy | Silfab | SLA300M | 28 | 300 | 8.4 | Enphase | IQ6-60-2 US |  | Roof Mount |  | Fixed | Behind Consumption Meter |  | No
installed | 17-3873-NMR | Cindy Donlon | 2017-08-10 | 2017-08-10 | 2017-08-28 | 158 Davidson Drive | Walden | 5873 | Washington Electric Cooperative Inc. | Solar | 7.6 | KW | Yes |  | Closed | Solar Communities | Sunpreme | Sunpreme GxB 370 | 21 | 370 | 7.77 | Solar Edge | SE7600AUS |  | Other |  | Fixed | Behind Consumption Meter |  | No
installed | 17-3874-NMR | Robert Van Vranken | 2017-08-10 | 2017-08-10 | 2017-08-28 | 1183 Slack St | Peacham | 5873 | Washington Electric Cooperative Inc. | Solar | 7.6 | KW | Yes |  | Closed | Solar Communities | Sunpreme | Sunpreme GxB 370 | 21 | 370 | 7.77 | Solar Edge | SE7600AUS |  | Other |  | Fixed | Behind Consumption Meter |  | No
installed | 17-3922-NMR | Peter Comtess | 2017-08-17 | 2017-08-17 | 2017-09-02 | 416 Shady Rill Road | Middlesex | 5602 | Washington Electric Cooperative Inc. | Solar | 3.8 | KW | Yes |  | Closed | Solar Communities | Sunpreme | Sunpreme GxB 370 | 12 | 370 | 4.4 | Solar Edge | SE3800AUS |  | Ground Mount |  | Fixed | Behind Consumption Meter |  | No
installed | 17-3927-NMR | John Rosenblum | 2017-08-17 | 2017-08-17 | 2017-09-02 | 255 Worcester Road | Calais | 5640 | Washington Electric Cooperative Inc. | Solar | 7.6 | KW | Yes |  | Closed | Solar Communities | SunPower | SPR-345 | 26 | 345 | 8.97 | Solar Edge | SE7600AUS |  | Roof Mount |  | Fixed | Behind Consumption Meter |  | No
installed | 17-3951-NMR | Lynn Mason | 2017-08-18 | 2017-08-18 | 2017-09-06 | 216 Crosset Hill Road | Duxbury | 5676 | Washington Electric Cooperative Inc. | Solar | 7.6 | KW | Yes |  | Closed | Solar Communities | Qcell | Q.PEAK BFR-G4.1 300 | 26 | 300 | 7.8 | Solar Edge | SE7600 |  | Roof Mount |  | Fixed | Behind Consumption Meter |  | No
installed | 17-3969-NMR | Bear Roots Farm - Karin Bellemare Bear Roots Farm - Karin Bellemare | 2017-08-22 | 2017-08-22 | 2017-09-08 | 175 Snowbridge Road | Barre Town | 5641 | Washington Electric Cooperative Inc. | Solar | 15 | KW | Yes |  | Closed | Building Energy | JA Solar | JAP6-72-320 | 44 | 320 | 14080 | Solaredge | SE1000A-US and SE5000A-US |  | Ground Mount |  | Fixed | Behind Consumption Meter |  | Yes
installed | 17-3981-NMR | Bear Roots Farm - Karin Bellemare | 2017-08-23 | 2017-08-23 | 2017-09-09 | 175 Snowbridge Road | Barre Town | 5641 | Washington Electric Cooperative Inc. | Solar | 15 | KW | Yes |  | Closed | Building Energy | JA Solar | JA320P72 | 44 | 320 | 14.08 | Solaredge | SE10000A-US and SE5000A-US |  | Ground Mount |  | Fixed | Behind Consumption Meter |  | Yes
installed | 17-4030-NMR | David Bailey | 2017-08-28 | 2017-08-28 | 2017-09-14 | 1280 Fowler Rd | Plainfield | 5667 | Washington Electric Cooperative Inc. | Solar | 3 | KW | Yes |  | Closed | Solar Communities | Qcell | Q.PEAK BFR-G4.1 300 | 10 | 300 | 3 | Solar Edge | SE3000AUS |  | Roof Mount |  | Fixed | Behind Consumption Meter |  | No
installed | 17-4035-NMR | Carl Bayer Shiela Reed | 2017-08-24 | 2017-08-24 | 2017-09-14 | 334 Meader Road | Ryegate | 5042 | Washington Electric Cooperative Inc. | Solar | 6 | KW | Yes |  | Closed | SOLARTECH,INC | LGG | 315 Mono X | 20 | 315 | 6.3 | ABB | PV16000 |  | Ground Mount |  | 2-axis | Behind Consumption Meter |  | No
installed | 17-4057-NMR | Lisa Levangie | 2017-08-30 | 2017-08-30 | 2017-09-19 | 39 Bayne Comolli Road | Calais | 5650 | Washington Electric Cooperative Inc. | Solar | 4.5 | KW | Yes |  | Closed | David Fowler | Canadian Solar | Cs6P-260p | 18 | 260 | 4.68 | Enphase | M250-72-2LL-522 |  | Roof Mount |  | Fixed | Behind Consumption Meter |  | No
installed | 17-4069-NMR | Puja Senning | 2017-08-31 | 2017-08-31 | 2017-09-19 | 372 Pollander Road | Duxbury | 5676 | Washington Electric Cooperative Inc. | Solar | 11.4 | KW | Yes |  | Closed | Solar Communities | Sunpreme | Sunpreme GxB 370 | 30 | 370 | 11.1 | Solar Edge | SE11400AUS |  | Ground Mount |  | Fixed | Behind Consumption Meter |  | No
installed | 17-4121-NMR | Karen Nevin | 2017-09-05 | 2017-09-05 | 2017-09-22 | 20 Carrigan Road | Moretown | 5660 | Washington Electric Cooperative Inc. | Solar | 3.8 | KW | Yes |  | Closed | Solar Communities | Sunpreme | Sunpreme GxB 370 | 12 | 370 | 4.44 | Solar Edge | SE3800AUS |  | Ground Mount |  | Fixed | Behind Consumption Meter |  | No
installed | 17-4127-NMR | Torrey Smith | 2017-09-05 | 2017-09-05 | 2017-09-22 | 2286 Dowsville Road | Duxbury | 5660 | Washington Electric Cooperative Inc. | Solar | 7.6 | KW | Yes |  | Closed | Solar Communities | Sunpreme | Sunpreme GxB 370 | 24 | 370 | 8.88 | Solar Edge | SE7600AUS |  | Ground Mount |  | Fixed | Behind Consumption Meter |  | No
installed | 17-4166-NMR | Jeff Lane | 2017-09-08 | 2017-09-08 | 2017-09-26 | 601 Hapenny Rd | Peacham | 5862 | Washington Electric Cooperative Inc. | Solar | 6 | KW | Yes |  | Closed | Solar Communities | Sunpreme | Sunpreme GxB 370 | 18 | 370 | 6.66 | Solar Edge | SE6000AUS |  | Ground Mount |  | Fixed | Behind Consumption Meter |  | No
installed | 17-4169-NMR | Merle Pray | 2017-09-08 | 2017-09-08 | 2017-09-26 | 7164 Vt Rt 110 | Washington | 5675 | Washington Electric Cooperative Inc. | Solar | 3.8 | KW | Yes |  | Closed | Solar Communities | Sunpreme | Sunpreme GxB 370 | 12 | 370 | 4.44 | Solar Edge | SE3800AUS |  | Ground Mount |  | Fixed | Behind Consumption Meter |  | No
installed | 17-4188-NMR | John Cote | 2017-09-11 | 2017-09-11 | 2017-09-28 | 1309 Wardbrook Road | Moretown | 5602 | Washington Electric Cooperative Inc. | Solar | 3.8 | KW | Yes |  | Closed | Solar Communities | SunPower | SPR-327 | 12 | 327 | 3.92 | Solar Edge | SE3800AUS |  | Roof Mount |  | Fixed | Behind Consumption Meter |  | No
installed | 17-4210-NMR | Tracy Loysen | 2017-09-13 | 2017-09-13 | 2017-09-30 | 2809 North Street | Montpelier | 5602 | Washington Electric Cooperative Inc. | Solar | 10 | KW | Yes |  | Closed | Peck Electric | Hanwha | Q.PEAK BLD-G4.1 290 | 18 | 290 | 5.22 | SolarEdge | SE10000A-US |  | Roof Mount |  | Fixed | Behind Consumption Meter |  | No
installed | 17-4326-NMR | Peter Comtess | 2017-09-21 | 2017-09-21 | 2017-10-10 | 416 Shady Rill Road | Middlesex | 5602 | Washington Electric Cooperative Inc. | Solar | 6 | KW | Yes | Yes | Closed | Solar Communities | Sunpreme | Sunpreme GxB 370 | 18 | 370 | 6.66 | Solar Edge | SE6000AUS |  | Ground Mount |  | Fixed | Behind Consumption Meter |  | No
installed | 17-4351-NMR | Richard Devins | 2017-09-22 | 2017-09-22 | 2017-10-24 | 80 Cookeville Road | Bradford | 5033 | Washington Electric Cooperative Inc. | Solar | 19 | KW | Yes |  | Closed | Apex Solar Power | Trina | TSM260DD05A.05(II) | 85 | 260 | 22.1 | SolarEdge | SE11400A-US SE7600A-US |  | Roof Mount |  | Fixed | Behind Consumption Meter |  | No
installed | 17-4408-NMR | Erika Holm | 2017-09-28 | 2017-09-28 | 2017-10-17 | 163 Culver Hill Road | Middlesex | 5602 | Washington Electric Cooperative Inc. | Solar | 6 | KW | Yes |  | Closed | Solar Communities | Sunpreme | Sunpreme GxB 370 | 18 | 370 | 6.66 | Solar Edge | SE6000AUS |  | Ground Mount |  | Fixed | Behind Consumption Meter |  | No
installed | 17-4416-NMR | Gloria Nailor | 2017-09-28 | 2017-09-28 | 2017-10-17 | 59 Hampshire Hill Road | Worcester | 5682 | Washington Electric Cooperative Inc. | Solar | 5 | KW | Yes |  | Closed | Solar Communities | SunPower | SPR-345 | 16 | 345 | 5.52 | Solar Edge | SE5000 H-US |  | Roof Mount |  | Fixed | Behind Consumption Meter |  | No
installed | 17-4417-NMR | Lindsay Kirol | 2017-09-28 | 2017-09-28 | 2017-10-17 | 549 Falls Bridge Road | Williamstown | 5679 | Washington Electric Cooperative Inc. | Solar | 3 | KW | Yes |  | Closed | Catamount Solar LLC | Canadian Solar and Solar World | CS6K and SW250 | 12 | 290 | 3.2 | SolarEdge | SE3000 |  | Ground Mount |  | Fixed | Behind Consumption Meter |  | No
installed | 17-4438-NMR | Becky Olko | 2017-10-02 | 2017-10-02 | 2017-10-18 | 1368 Claflin Rd. | Corinth | 5039 | Washington Electric Cooperative Inc. | Solar | 6 | KW | Yes |  | Closed | Solar Communities | Sunpreme | Sunpreme GxB 370 | 18 | 370 | 6.66 | Solar Edge | SE6000AUS |  | Ground Mount |  | Fixed | Behind Consumption Meter |  | No
installed | 17-4448-NMR | Kelly Iverson | 2017-10-03 | 2017-10-03 | 2017-10-19 | 110 Perkins Rd | Montpelier | 5602 | Washington Electric Cooperative Inc. | Solar | 7.6 | KW | Yes |  | Closed | Solar Communities | Sunpreme | Sunpreme GxB 370W Bifacial | 24 | 370 | 8.88 | Solar Edge | SE7600AUS |  | Ground Mount |  | Fixed | Behind Consumption Meter |  | No
installed | 17-4456-NMR | Judi Whipple | 2017-10-03 | 2017-10-03 | 2017-10-19 | 2504 Lower Road | Barre Town | 5641 | Washington Electric Cooperative Inc. | Solar | 15 | KW | Yes |  | Closed | Solar Communities | SunPower | SPR-327 | 60 | 327 | 19.62 | Solar Edge | SE10000AUS, SE5000AUS |  | Roof Mount |  | Fixed | Behind Consumption Meter |  | No
installed | 17-4481-NMR | Erik Zetterstrom | 2017-10-04 | 2017-10-04 | 2017-10-19 | 395 Birch Street | Duxbury | 5676 | Washington Electric Cooperative Inc. | Solar | 6 | KW | Yes |  | Closed | Solar Communities | SunPower | SPR-345 | 17 | 345 | 5.87 | Solar Edge | SE6000AUS |  | Roof Mount |  | Fixed | Behind Consumption Meter |  | No
installed | 17-4505-NMR | James Nathan Thames | 2017-10-05 | 2017-10-05 | 2017-10-20 | 9289 VT Route 113 | Vershire | 5079 | Washington Electric Cooperative Inc. | Solar | 6 | KW | Yes |  | Closed | Catamount Solar LLC | REC | REC280TP | 22 | 280 | 6.16 | SolarEdge | SE6000 |  | Roof Mount |  | Fixed | Behind Consumption Meter |  | No
installed | 17-4507-NMR | Doug Fleer | 2017-10-05 | 2017-10-05 | 2017-10-20 | 884 Taylor Road | Greensboro | 5842 | Washington Electric Cooperative Inc. | Solar | 6 | KW | Yes |  | Closed | Catamount Solar LLC | Canadian Solar | CS6K | 24 | 275 | 6.6 | SolarEdge | SE6000 |  | Roof Mount |  | Fixed | Behind Consumption Meter |  | No
installed | 17-4510-NMR | Bill Taylor | 2017-10-05 | 2017-10-05 | 2017-10-20 | 87 Taylor Rd | Duxbury | 5676 | Washington Electric Cooperative Inc. | Solar | 7.6 | KW | Yes |  | Closed | Solar Communities | SunPower | SPR-345 | 25 | 345 | 8.63 | Solar Edge | SE7600AUS |  | Roof Mount |  | Fixed | Behind Consumption Meter |  | No
installed | 17-4520-NMR | Henry Lee | 2017-10-06 | 2017-10-06 | 2017-10-23 | 320 Sargent N Road | Washington | 5675 | Washington Electric Cooperative Inc. | Solar | 10 | KW | Yes |  | Closed | Peck Electric | Trina | TSM-DD14A 340 | 32 | 340 | 10.9 | SolarEdge | SE10000A-US |  | Ground Mount |  | Fixed | Behind Consumption Meter |  | Yes
installed | 17-4596-NMR | Dennis Fuse | 2017-10-16 | 2017-10-16 | 2017-10-31 | 2459 Vt Route 15 | Danville | 5873 | Washington Electric Cooperative Inc. | Solar | 5 | KW | Yes |  | Closed | Solar Communities | SunPower | SPR-327 | 15 | 327 | 4.91 | Solar Edge | SE5000AUS |  | Roof Mount |  | Fixed | Behind Consumption Meter |  | No
installed | 17-4600-NMR | Melinde Kantor | 2017-10-16 | 2017-10-16 | 2017-10-31 | 794 Gray Road | Calais | 5667 | Washington Electric Cooperative Inc. | Solar | 3.8 | KW | Yes |  | Closed | Catamount Solar LLC | Canadian Solar | CX6K 290M | 14 | 290 | 4.06 | SolarEdge | SE3800 |  | Roof Mount |  | Fixed | Behind Consumption Meter |  | No
installed | 17-4614-NMR | John Ayers | 2017-10-17 | 2017-10-17 | 2017-11-01 | 1013 Chickering Road | East Montpelier | 5651 | Washington Electric Cooperative Inc. | Solar | 11.4 | KW | Yes |  | Closed | Building Energy | Trina | TSM330-DD14A | 40 | 330 | 13.2 | Solaredge | SE11400A-US |  | Ground Mount |  | Fixed | Behind Consumption Meter |  | Yes
installed | 17-4623-NMR | Thomas Osborne | 2017-10-18 | 2017-10-18 | 2017-11-02 | 524 Kelton Road | East Montpelier | 5651 | Washington Electric Cooperative Inc. | Solar | 3.8 | KW | Yes |  | Closed | Catamount Solar LLC | Canadian Solar | CS6U 320M | 14 | 320 | 4.48 | SMA | SB3800TL |  | Ground Mount |  | Fixed | Behind Consumption Meter |  | No
installed | 17-4641-NMR | Allen Simard | 2017-10-19 | 2017-10-19 | 2017-11-03 | 412 Stone Road | Williamstown | 5679 | Washington Electric Cooperative Inc. | Solar | 15 | KW | Yes |  | Closed |  | Q/ANTUM QCELL | Q/PLU LG4.2.325 | 55 | 325 | 17.87 | Fronius | Primo 15.0-1 |  | Roof Mount |  | Fixed | Generation Meter |  | No
installed | 17-4656-NMR | Thomas Osborne | 2017-10-20 | 2017-10-20 | 2017-11-06 | 513 Kelton Road | East Montpelier | 5651 | Washington Electric Cooperative Inc. | Solar | 3.8 | KW | Yes | Yes | Closed | Catamount Solar LLC | Canadian Solar | CS6U 320M | 14 | 320 | 4.48 | SMA | SB3800TL |  | Ground Mount |  | Fixed | Behind Consumption Meter |  | No
installed | 17-4662-NMR | Chauntelle Eckhaus | 2017-10-23 | 2017-10-23 | 2017-11-07 | 1659 Pekin Brook Road | Calais | 5650 | Washington Electric Cooperative Inc. | Solar | 7.6 | KW | Yes |  | Closed | Solar Communities | Sunpreme | Sunpreme GxB 370W Bifacial | 24 | 370 | 8.88 | Solar Edge | SE7600AUS |  | Ground Mount |  | Fixed | Behind Consumption Meter |  | No
installed | 17-4665-NMR | Norman Akley | 2017-10-23 | 2017-10-23 | 2017-11-07 | 57 Lyman Rd | Barre Town | 5641 | Washington Electric Cooperative Inc. | Solar | 11.4 | KW | Yes |  | Closed | Solar Communities | SunPower | SPR-327 | 42 | 327 | 13.73 | Solar Edge | SE11400AUS |  | Roof Mount |  | Fixed | Behind Consumption Meter |  | No
installed | 17-4687-NMR | Suzanne Mancinelli | 2017-10-24 | 2017-10-24 | 2017-11-08 | 114 West Hill Rd. | Worcester | 5682 | Washington Electric Cooperative Inc. | Solar | 6.38 | KW | Yes | Yes | Closed | Green Mountain Solar | Hanwha | Q-Cell 305 | 22 | 305 | 6.71 | Enphase | IQ 6+ |  | Roof Mount |  | Fixed | Behind Consumption Meter |  | No
installed | 17-4716-NMR | Stephen Rennau | 2017-10-26 | 2017-10-26 | 2017-11-13 | 2691 North Fayston Rd | Moretown | 5660 | Washington Electric Cooperative Inc. | Solar | 7.6 | KW | Yes |  | Closed | Solar Communities | SunPower | SPR-327 | 24 | 327 | 7.85 | Solar Edge | SE7600AUS |  | Roof Mount |  | Fixed | Behind Consumption Meter |  | No
installed | 17-4725-NMR | Kathleen Watts | 2017-10-26 | 2017-10-26 | 2017-11-13 | 55 Birchwood Park Dr | Barre Town | 5641 | Washington Electric Cooperative Inc. | Solar | 6 | KW | Yes |  | Closed | Solar Communities | SunPower | SPR-327 | 19 | 327 | 6.21 | Solar Edge | SE6000 H-US |  | Roof Mount |  | Fixed | Behind Consumption Meter |  | No
installed | 17-4730-NMR | Joseph Murray | 2017-10-27 | 2017-10-27 | 2017-11-14 | 1141 Max Grey Road | Calais | 5667 | Washington Electric Cooperative Inc. | Solar | 5 | KW | Yes |  | Closed | Catamount Solar LLC | Canadian Solar | CS6K 275M | 17 | 275 | 4.68 | SolarEdge | SE5000A-US |  | Roof Mount |  | Fixed | Behind Consumption Meter |  | No
installed | 17-4756-NMR | Brian Michaud | 2017-10-31 | 2017-10-31 | 2017-11-17 | 120 Farr View Rd | Walden | 5873 | Washington Electric Cooperative Inc. | Solar | 6 | KW | Yes |  | Closed | Solar Communities | Sunpreme | Sunpreme GxB 370W Bifacial | 18 | 370 | 6.66 | Solar Edge | SE6000 H-US |  | Ground Mount |  | Fixed | Behind Consumption Meter |  | No
installed | 17-4763-NMR | James Christie | 2017-10-31 | 2017-10-31 | 2017-11-17 | 5551 Noyestar Road | Walden | 5836 | Washington Electric Cooperative Inc. | Solar | 5 | KW | Yes |  | Closed | Solar Communities | SunPower | SPR-327 | 14 | 327 | 4.58 | Solar Edge | SE5000 H-US |  | Roof Mount |  | Fixed | Behind Consumption Meter |  | No
installed | 17-4770-NMR | Dina DuBois | 2017-10-31 | 2017-10-31 | 2017-11-17 | 90 Tenney Road | Corinth | 5039 | Washington Electric Cooperative Inc. | Solar | 3.8 | KW | Yes |  | Closed | Solar Communities | SunPower | SPR-327 | 12 | 327 | 3.92 | Solar Edge | SE3800HUS |  | Roof Mount |  | Fixed | Behind Consumption Meter |  | No
installed | 17-4771-NMR | Haiyao Huang | 2017-10-31 | 2017-10-31 | 2017-11-17 | 554 Vermont 110 | Chelsea | 5143 | Washington Electric Cooperative Inc. | Solar | 3.8 | KW | Yes |  | Closed | Solar Communities | SunPower | SPR-327 | 12 | 327 | 3.92 | Solar Edge | SE3800HUS |  | Roof Mount |  | Fixed | Behind Consumption Meter |  | No
installed | 17-4823-NMR | Richard Wyatt | 2017-10-26 | 2017-10-26 | 2017-11-13 | 619 Ridge Lane | Corinth | 5309 | Washington Electric Cooperative Inc. | Solar | 7.6 | KW | Yes |  | Closed | O'Meara Solar LLC | Hanwha | QCELL 305W Mono G4.1 | 24 | 305 | 7.32 | Fronius | Primo 7.6-1 |  | Roof Mount |  | Fixed | Behind Consumption Meter |  | Yes
installed | 17-4828-NMR | William Palin | 2017-11-03 | 2017-11-03 | 2017-11-23 | 251 South Hill Road | Williamstown | 5679 | Washington Electric Cooperative Inc. | Solar | 6 | KW | Yes |  | Closed | Solar Communities | SunPower | SPR-327 | 21 | 327 | 6.87 | Solar Edge | SE6000HUS |  | Roof Mount |  | Fixed | Behind Consumption Meter |  | No
installed | 17-4855-NMR | Mark Lorah | 2017-11-06 | 2017-11-06 | 2017-11-25 | 301 Farnsworth Lane | Brookfield | 5036 | Washington Electric Cooperative Inc. | Solar | 10 | KW | Yes |  | Closed | Solar Communities | SunPower | SPR-327 | 32 | 327 | 10.46 | Solar Edge | SE10000AUS |  | Roof Mount |  | Fixed | Behind Consumption Meter |  | No
installed | 17-4863-NMR | Jennifer Howard | 2017-11-06 | 2017-11-06 | 2017-11-25 | 1065 Center Fayston Road | Moretown | 5660 | Washington Electric Cooperative Inc. | Solar | 3.36 | KW | Yes | Yes | Closed | Sol Sun, LLC | Solarworld | 340 XL | 12 | 340 | 4.08 | Enphase | IQ6+ |  | Roof Mount |  | Fixed | Generation Meter |  | No
installed | 17-4919-NMR | Sean Brown | 2017-11-13 | 2017-11-13 | 2017-12-01 | 197 Emery Road | Washington | 5675 | Washington Electric Cooperative Inc. | Solar | 3.8 | KW | Yes |  | Closed | Catamount Solar LLC | REC | REC280TP | 16 | 280 | 4.48 | SolarEdge | SE3800 |  | Roof Mount |  | Fixed | Behind Consumption Meter |  | No
installed | 17-4932-NMR | Robert Sandberg | 2017-11-14 | 2017-11-14 | 2017-12-02 | 587 Abe Jacobs Rd | Corinth | 5039 | Washington Electric Cooperative Inc. | Solar | 7.6 | KW | Yes |  | Closed | Solar Communities | Sunpreme | Sunpreme GxB 370W Bifacial | 24 | 370 | 8.88 | Solar Edge | SE7600HUS |  | Ground Mount |  | Fixed | Behind Consumption Meter |  | No
installed | 17-4996-NMR | Leroy T Cattaneo | 2017-11-22 | 2017-11-22 | 2017-12-12 | 415 Maxfield RD | Orange | 5641 | Washington Electric Cooperative Inc. | Solar | 3.8 | KW | Yes |  | Closed | O'Meara Solar LLC | Hanwha | QCELL Q-PEAK G4.1 305W | 14 | 305 | 4.27 | Fronius | Primo 3.8-1 |  | Ground Mount |  | Fixed | Behind Consumption Meter |  | No
installed | 17-4998-NMR | Chris and Damon Mulligan | 2017-11-22 | 2017-11-22 | 2017-12-12 | 756 Young Farm Road | Danville | 5873 | Washington Electric Cooperative Inc. | Solar | 7.6 | KW | Yes |  | Closed | Solar Communities | SunPower | SPR-327 | 24 | 327 | 7.85 | Solar Edge | SE7600HUS |  | Roof Mount |  | Fixed | Behind Consumption Meter |  | No
installed | 17-5008-NMR | Richard Wyatt | 2017-11-24 | 2017-11-24 | 2017-12-12 | 3026 Copper Mine Rd | Corinth | 5039 | Washington Electric Cooperative Inc. | Solar | 7.6 | KW | Yes |  | Closed | O'Meara Solar LLC | Hanwha QCELL | Q-Peak G4.1 305 W | 24 | 305 | 7.32 | Fronius | Primo 7.6-1 |  | Roof Mount |  | Fixed | Behind Consumption Meter |  | Yes
installed | 17-5048-NMR | Daniel and Lindsey Caddy | 2017-11-30 | 2017-11-30 | 2017-12-19 | 3400 Lower Road | Plainfield | 5667 | Washington Electric Cooperative Inc. | Solar | 7.6 | KW | Yes |  | Closed | Solar Communities | SunPower | SPR-345 | 22 | 345 | 7.59 | Solar Edge | SE7600HUS |  | Roof Mount |  | Fixed | Behind Consumption Meter |  | No
installed | 17-5049-NMR | Robin Chase Maple Corner Woodworks | 2017-11-30 | 2017-11-30 | 2017-12-19 | 9679 County Road | Calais | 5648 | Washington Electric Cooperative Inc. | Solar | 15 | KW | Yes |  | Closed | Solar Communities | SunPower | SPR-360 | 45 | 360 | 16.2 | Solar Edge | SE10000AUS, SE5000HUS |  | Roof Mount |  | Fixed | Behind Consumption Meter |  | Yes
installed | 17-5071-NMR | David Spence | 2017-12-01 | 2017-12-01 | 2017-12-19 | 893 Upper Road | Plainfield | 5667 | Washington Electric Cooperative Inc. | Solar | 5 | KW | Yes |  | Closed | Solar Communities | SunPower | SPR-345 | 15 | 345 | 5.18 | Solar Edge | SE5000HUS |  | Roof Mount |  | Fixed | Behind Consumption Meter |  | No
installed | 17-5082-NMR | Jeff Lane | 2017-12-04 | 2017-12-04 | 2017-12-21 | 601 Haypenny Road | Peacham | 5862 | Washington Electric Cooperative Inc. | Solar | 6 | KW | Yes | Yes | Closed | Solaflect | LG | LG350Q1C-A5 350W Mono | 16 | 350 | 5.6 | Fronius USA | Fronius Primo 6.0-1 |  | Ground Mount |  | 2-axis | Behind Consumption Meter |  | No
installed | 17-5092-NMR | Cecile Johnston | 2017-12-05 | 2017-12-05 | 2017-12-22 | 30 S View Hts | Cabot | 5647 | Washington Electric Cooperative Inc. | Solar | 3 | KW | Yes |  | Closed | SolarCity Corporation | Hanwha | Q.Peak-G4.1/ | 11 | 300 | 3.3 | ABB | PVI-3.0-OUTD-S-US-Z-A |  | Roof Mount |  | Fixed | Behind Consumption Meter |  | No
installed | 17-5097-NMR | Claus Lund | 2017-12-06 | 2017-12-06 | 2017-12-23 | 805 Luce Rd | Plainfield | 5667 | Washington Electric Cooperative Inc. | Solar | 3 | KW | Yes |  | Closed | SolarCity Corporation | Hanwha Q-Cells | Q.Peak-G4.1/SC300 | 10 | 300 | 3 | ABB | PVI-3.0-OUTD-S-US |  | Roof Mount |  | Fixed | Behind Consumption Meter |  | No
installed | 17-5098-NMR | David Gehlbach | 2017-12-06 | 2017-12-06 |  | 56 Spruce Mountain View Dr | Barre City | 5641 | Washington Electric Cooperative Inc. | Solar | 6 | KW | Yes |  | Closed | SolarCity Corporation | SolarCity | SC325 | 23 | 325 | 7.48 | SolarEdge | SE6000A-US-ZB-U |  | Roof Mount |  | Fixed | Behind Consumption Meter |  | No
installed | 17-5099-NMR | Nadya Beck | 2017-12-06 | 2017-12-06 | 2017-12-23 | 258 Hampshire Hill Rd | Worcester | 5682 | Washington Electric Cooperative Inc. | Solar | 10.4 | KW | Yes |  | Closed | SolarCity Corporation | Hanwha Q-Cells | Q.Peak-G4.1/SC300 | 40 | 300 | 12 | Delta | Solivia 5.2 TL |  | Roof Mount |  | Fixed | Behind Consumption Meter |  | No
installed | 17-5103-NMR | Bryan A Brown | 2017-12-07 | 2017-12-07 | 2017-12-27 | 743 Lambert Rd | Barre Town | 05654-8071 | Washington Electric Cooperative Inc. | Solar | 5 | KW | Yes |  | Closed | SolarCity Corporation | Hanwha Q-Cells | Q.Peak-G4.1/SC300 | 23 | 300 | 6900 | ABB | PVI-5000-OUTD-US-Z-A |  | Roof Mount |  | Fixed | Behind Consumption Meter |  | Yes
installed | 17-5123-NMR | Eric & Patricia Meade | 2017-12-08 | 2017-12-08 | 2017-12-27 | 11 Dowsville Road | Moretown | 5660 | Washington Electric Cooperative Inc. | Solar | 7.44 | KW | Yes |  | Closed | RGS Energy | Silfab | SLA310M | 31 | 310 | 9.61 | Enphase | IQ6-60-2-US |  | Roof Mount |  | Fixed | Behind Consumption Meter |  | No
installed | 17-5141-NMR | Bonnie & Louis Pomerantz | 2017-12-11 | 2017-12-11 | 2017-12-29 | 189 Chelsea Corinth Road | Washington | 5675 | Washington Electric Cooperative Inc. | Solar | 7.6 | KW | Yes |  | Closed | Solar Communities | SunPower | SPR-345 | 27 | 345 | 9.32 | Solar Edge | SE7600HUS |  | Roof Mount |  | Fixed | Behind Consumption Meter |  | No
installed | 17-5178-NMR | Francesca Beer | 2017-12-15 | 2017-12-15 | 2018-01-05 | 68 Mountain Rd | Westford | 5494 | Vermont Electric Cooperative Inc. | Solar | 7.6 | KW | Yes |  | Closed | Apex Solar Power | Trina | TSM280DD05.05A(II) | 32 | 280 | 8.96 | Pika | x7600 |  | Ground Mount |  | Fixed | Behind Consumption Meter |  | No
installed | 17-5221-NMR | Jordan VonTrapp Dan VonTrapp | 2017-12-21 | 2017-12-21 | 2018-01-11 | 216 Gove Road | Moretown | 5660 | Washington Electric Cooperative Inc. | Solar | 13.92 | KW | Yes |  | Closed | Sol Sun | SolarWorld | SWA-300 Sun module Plus | 48 | 300 | 14.4 | Enphase | IQ6 + |  | Roof Mount |  | Fixed | Generation Meter |  | No
installed | 17-5225-NMR | David Dehlbach | 2017-12-21 | 2017-12-21 | 2018-01-11 | 56 Spruce Mountain View Dr | Barre Town | 5641 | Washington Electric Cooperative Inc. | Solar | 6 | KW | Yes | Yes | Closed | SolarCity Corporation | SolarCity | SC325 | 23 | 325 | 7.48 | SolarEdge | SE6000A-US-ZB-U |  | Roof Mount |  | Fixed | Behind Consumption Meter |  | No
installed | 17-5229-NMP | OP Solar LLC | 2017-12-21 | 2018-01-02 | 2018-06-12 |  | Lemington |  | Vermont Electric Cooperative Inc. | Solar | 500 | KW | No |  | Closed | [9 empty] | Ground Mount
installed | 17-5248-NMR | Jamie Spector | 2017-12-28 | 2017-12-28 | 2018-01-17 | 681 Spruce Mountain Road | Plainfield | 5667 | Washington Electric Cooperative Inc. | Solar | 6 | KW | Yes |  | Closed | Solar Communities | SunPower | SPR-345 | 18 | 345 | 6.21 | Solar Edge | SE6000HUS |  | Roof Mount |  | Fixed | Behind Consumption Meter |  | No
installed | 18-0010-NMR | Robert Wayne Atchinson Carolyn Brown Atchinson | 2018-01-03 | 2018-01-03 | 2018-01-23 | 2141 Lower Road | Plainfield | 5667 | Washington Electric Cooperative Inc. | Solar | 5.6 | KW | No | Yes | Closed | GoSolar New England GoSolar New England | Helios (old) & LG (new) | Helios 6TM 260 & LG NeON2 | 20 | 290 | 5.8 | Fronius-old & Enphase-new | IG 3000 & IQ 6 Plus | Behind Consumption Meter | Roof Mount |  | Fixed | Behind Consumption Meter |  | Yes
installed | 18-0010-NMR | Robert Wayne Atchinson Carolyn Brown Atchinson | 2018-01-03 | 2018-01-03 | 2018-01-23 | 2141 Lower Road | Plainfield | 5667 | Washington Electric Cooperative Inc. | Solar | 5.6 | KW | No | Yes | Closed | GoSolar New England GoSolar New England | Helios (old) & LG (new) | Helios 6TM 260 & LG NeON2 | 20 | 290 | 5800 | Fronius-old & Enphase-new | IG 3000 & IQ 6 Plus |  | Roof Mount |  | Fixed | Behind Consumption Meter |  | Yes
installed | 18-0019-NMR | Donald Woodworth | 2018-01-04 | 2018-01-04 | 2018-01-23 | 25 Richardson Rd | Orange | 5641 | Washington Electric Cooperative Inc. | Solar | 5 | KW | Yes |  | Closed | Solar Communities | SunPower | SPR-345 | 17 | 345 | 5.87 | Solar Edge | SE5000HUS |  | Roof Mount |  | Fixed | Behind Consumption Meter |  | No
installed | 18-0057-NMR | Brian Locke | 2018-01-05 | 2018-01-05 | 2018-01-25 | 42 Chelsea Rd | Brookfield | 5036 | Washington Electric Cooperative Inc. | Solar | 7.6 | KW | Yes |  | Closed | Solar Communities | SunPower | SPR-360 | 27 | 360 | 9.72 | Solar Edge | SE7600HUS |  | Roof Mount |  | Fixed | Behind Consumption Meter |  | No
installed | 18-0062-NMR | Virginia Sassaman | 2018-01-05 | 2018-01-05 | 2018-01-25 | 90 West County Road | Calais | 5648 | Washington Electric Cooperative Inc. | Solar | 7.6 | KW | Yes |  | Closed | Solar Communities | SunPower | SPR-320 | 24 | 320 | 7.68 | Solar Edge | SE7600HUS |  | Roof Mount |  | Fixed | Behind Consumption Meter |  | No
installed | 18-0064-NMR | Robert Van Vranken | 2018-01-05 | 2018-01-05 | 2018-01-25 | 1183 Slack Street | Peacham | 5862 | Washington Electric Cooperative Inc. | Solar | 6 | KW | Yes |  | Closed | Solaflect | LG | LG350Q1C-A5 | 16 | 350 | 5.6 | Fronts USA | PRIMO 6.0-1 |  | Ground Mount |  | 2-axis | Behind Consumption Meter |  | No
installed | 18-0107-NMP | ORR Solar LLC | 2018-01-11 | 2018-01-12 | 2021-07-26 |  | Lemington |  | Vermont Electric Cooperative Inc. |  |  |  | No |  | Open
installed | 18-0107-NMP | ORR Solar LLC | 2018-01-11 | 2018-01-12 | 2021-07-26 |  | Lemington |  | Vermont Electric Cooperative Inc. | Solar | 500 | KW | No |  | Open | [9 empty] | Ground Mount
installed | 18-0131-NMR | Nicholas Mulligan | 2018-01-17 | 2018-01-17 | 2018-02-03 | 162 Cabot Road | Hardwick | 5843 | Washington Electric Cooperative Inc. | Solar | 6 | KW | Yes |  | Closed | Solar Communities | SunPower | SPR-327 | 20 | 327 | 6.54 | Solar Edge | SE6000HUS |  | Roof Mount |  | Fixed | Behind Consumption Meter |  | No
installed | 18-0138-NMP | Bloom Solar LLC | 2018-01-18 | 2018-01-19 | 2021-07-30 |  | Bloomfield |  | Vermont Electric Cooperative Inc. | Solar | 500 | KW | No |  | Open | [9 empty] | Ground Mount
installed | 18-0175-NMR | Dwaine & Susan Pelkey Smith | 2018-01-24 | 2018-01-24 | 2018-02-10 | 119 Spoor Road | Groton | 5046 | Washington Electric Cooperative Inc. | Solar | 7.6 | KW | Yes | Yes | Closed | Solar Communities | SunPower | SPR-320 | 25 | 320 | 8 | Solar Edge | SE7600HUS |  | Roof Mount |  | Fixed | Behind Consumption Meter |  | No
installed | 18-0176-NMR | Robin & Glenn Gannon | 2018-01-24 | 2018-01-24 | 2018-02-10 | 265 Quaker Road | East Montpelier | 5651 | Washington Electric Cooperative Inc. | Solar | 6 | KW | Yes |  | Closed | Solar Communities | SunPower | SPR-345 | 18 | 345 | 6.21 | Solar Edge | SE6000HUS |  | Roof Mount |  | Fixed | Behind Consumption Meter |  | No
installed | 18-0180-NMR | Richard Harrington Anne Mixer | 2018-01-24 | 2018-01-24 | 2018-02-10 | 1735 North St. | East Montpelier | 5602 | Washington Electric Cooperative Inc. | Solar | 3 | KW | Yes |  | Closed | Solar Communities | SunPower | SPR-320 | 11 | 320 | 3.52 | Solar Edge | SE3000HUS |  | Roof Mount |  | Fixed | Behind Consumption Meter |  | No
installed | 18-0223-NMR | Chris + Brandy Goodrich | 2018-01-30 | 2018-01-30 | 2018-02-16 | 5471 Mack Mtn Rd | Danville | 5873 | Washington Electric Cooperative Inc. | Solar | 5.6 | KW | Yes |  | Closed | GoSolar New England | Canadian Solar | cs300w | 20 | 300 | 6 | Enpase | IQ6+ |  | Roof Mount |  | Fixed | Behind Consumption Meter |  | No
installed | 18-0241-NMR | Paul Olsen | 2018-01-30 | 2018-01-30 | 2018-02-16 | 1762 Brook Road | Corinth | 5039 | Washington Electric Cooperative Inc. | Solar | 4.8 | KW | Yes |  | Closed | Sun Catcher, LLC | Evergreen | EC-115 -GL | 10 | 115 | 1.15 | Schneider Electric | XW5568 | Behind consumption meter | Ground Mount |  | Fixed | Behind Consumption Meter |  | No
installed | 18-0261-NMR | Jeremy Gagne | 2018-01-30 | 2018-01-30 | 2018-02-16 | 232 Miller Road | Barre Town | 5641 | Washington Electric Cooperative Inc. | Solar | 6 | KW | Yes |  | Closed |  | Seraphim | SRP-360 6 MA 40MM | 18 | 360 | 6.48 | Solaredge | Se6000h |  | Roof Mount |  | Fixed | Behind Consumption Meter |  | No
installed | 18-0311-NMR | James Barber | 2018-02-02 | 2018-02-02 | 2018-02-21 | 307 Deweysburg Road | Peacham | 5873 | Washington Electric Cooperative Inc. | Solar | 6 | KW | Yes | Yes | Closed | Solar Communities | SunPower | SPR-320 | 19 | 320 | 6.08 | Solar Edge | SE6000HUS |  | Roof Mount |  | Fixed | Behind Consumption Meter |  | No
installed | 18-0354-NMR | Trace Heidenreich | 2018-02-07 | 2018-02-07 | 2018-02-27 | 60 Currier Hill Road | Corinth | 5040 | Washington Electric Cooperative Inc. | Solar | 10 | KW | Yes |  | Closed | Solar Communities | SunPower | SPR-320 | 30 | 320 | 9.6 | Solar Edge | SE10000AUS |  | Ground Mount |  | Fixed | Behind Consumption Meter |  | No
installed | 18-0363-NMR | Thomas Irwin | 2018-02-08 | 2018-02-08 | 2018-02-27 | 176 Molly Supple Hill Road | Middlesex | 5602 | Washington Electric Cooperative Inc. | Solar | 6 | KW | Yes |  | Closed | Solar Communities | SunPower | SPR-360 | 18 | 360 | 6.48 | Solar Edge | SE6000HUS |  | Roof Mount |  | Fixed | Behind Consumption Meter |  | No
installed | 18-0401-NMR | Janet Shackelford | 2018-02-14 | 2018-02-14 | 2018-03-06 | 58 Currier Hill Road | Corinth | 5040 | Washington Electric Cooperative Inc. | Solar | 6 | KW | Yes |  | Closed | Solar Communities | SunPower | SPR-320 | 22 | 320 | 7.04 | Solar Edge | SE6000HUS |  | Roof Mount |  | Fixed | Behind Consumption Meter |  | No
installed | 18-0407-NMR | Jean & Paul Haskell | 2018-02-15 | 2018-02-15 | 2018-03-06 | 3792 Hollister Hill Road | Marshfield Village | 5658 | Washington Electric Cooperative Inc. | Solar | 3.8 | KW | Yes |  | Closed | Solar Communities | SunPower | SPR-360 | 13 | 360 | 4.68 | Solar Edge | SE3800HUS |  | Roof Mount |  | Fixed | Behind Consumption Meter |  | No
installed | 18-0474-NMR | Dawn/John Donahue | 2018-02-23 | 2018-02-23 | 2018-03-15 | 745 Lambert Rd | Barre Town | 5654 | Washington Electric Cooperative Inc. | Solar | 12 | KW | Yes |  | Closed | SolarCity Corporation | Hanwha Q-Cells | # Q.Peak-G4.1/SC305 | 39 | 305 | 11.89 | ABB | PVI-6000-OUTD-US-Z-A |  | Roof Mount |  | Fixed | Behind Consumption Meter |  | No
installed | 18-0475-NM | Judgment Ridge Solar LLC | 2018-02-23 | 2018-03-14 | 2018-05-24 | 8440 VT Route 113 | Vershire | 5079 | Washington Electric Cooperative Inc. | Solar | 50 | KW | Yes |  | Closed | Catamount Solar LLC | REC | 340TP 2S72 | 220 | 340 | 72.6 | Fronius | Primo 12.5 | Off SE corner of array, along driveway | Ground Mount |  | Fixed | Generation Meter |  | Yes
installed | 18-0531-NMR | Rebecca Washington | 2018-03-01 | 2018-03-01 | 2018-03-20 | 1578 Keiser Pond Road | Barnet | 5821 | Washington Electric Cooperative Inc. | Solar | 7.6 | KW | Yes |  | Closed | Solar Communities | SunPower | SPR-360 | 24 | 360 | 8.64 | Solar Edge | SE7600HUS |  | Roof Mount |  | Fixed | Behind Consumption Meter |  | No
installed | 18-0532-NMR | Michael Madill | 2018-03-01 | 2018-03-01 | 2018-03-20 | 424 VT Route 25 | Topsham | 5086 | Washington Electric Cooperative Inc. | Solar | 5 | KW | Yes |  | Closed | Solar Communities | SunPower | SPR-360 | 14 | 360 | 5.04 | Solar Edge | SE5000HUS |  | Roof Mount |  | Fixed | Behind Consumption Meter |  | No
installed | 18-0552-NMR | Walter Brink | 2018-03-05 | 2018-03-05 | 2018-03-23 | 172 Ward Hollow | Fayston | 5673 | Washington Electric Cooperative Inc. | Solar | 5 | KW | Yes |  | Closed | SolarCity Corporation | SolarCity Standard (Panasonic) | #SC325 | 18 | 325 | 5.85 | SolarEdge | SE5000H-US000SNU2 |  | Roof Mount |  | Fixed | Behind Consumption Meter |  | No
installed | 18-0553-NMR | Richard/Linda Rouelle | 2018-03-05 | 2018-03-05 | 2018-03-23 | 7702 County Rd | Calais | 5648 | Washington Electric Cooperative Inc. | Solar | 6 | KW | Yes |  | Closed | SolarCity Corporation | Hanwha Q-Cells | Q.Peak-G4.1/SC305 | 23 | 305 | 7.01 | ABB | PVI-6000-OUTD-US |  | Roof Mount |  | Fixed | Behind Consumption Meter |  | No
installed | 18-0579-NMR | Ben Easterbrook Machin | 2018-03-07 | 2018-03-07 | 2018-04-09 | 913 Young Road | Corinth | 5039 | Washington Electric Cooperative Inc. | Solar | 21 | KW | Yes |  | Closed |  | Hanwha QCells | Q.Peak290 | 85 | 290 | 24.65 | SMA | SPR-7002M |  | Roof Mount |  | Fixed | Behind Consumption Meter |  | Yes
installed | 18-0582-NMR | Sarah Kinter | 2018-03-07 | 2018-03-07 | 2018-03-24 | 140 Snow Hill Road | East Montpelier | 5651 | Washington Electric Cooperative Inc. | Solar | 5 | KW | Yes |  | Closed | Catamount Solar LLC | REC | REC280TP | 21 | 280 | 5.88 | SolarEdge | SE5000 |  | Roof Mount |  | Fixed | Behind Consumption Meter |  | No
installed | 18-0595-NMR | David Lambertson | 2018-03-08 | 2018-03-08 | 2018-03-27 | 52 Coddington Road | Washington | 5675 | Washington Electric Cooperative Inc. | Solar | 7.6 | KW | Yes |  | Closed | SolarCity Corporation | Panasonic | SC325 | 31 | 325 | 10.07 | SolarEdge | SE7600A-US |  | Roof Mount |  | Fixed | Behind Consumption Meter |  | No
installed | 18-0657-NMR | Kenneth Fritjofson | 2018-03-15 | 2018-03-15 | 2018-04-03 | 69 Lords Road | Orange | 5641 | Washington Electric Cooperative Inc. | Solar | 6 | KW | Yes |  | Closed | SolarCity Corporation | Hanwha Q-Cells | Q.Peak-G4.1/SC305 | 21 | 305 | 6.41 | SolarEdge | SE6000A-US-ZB-U |  | Roof Mount |  | Fixed | Behind Consumption Meter |  | No
installed | 18-0732-NMR | Robert Jewett | 2018-03-22 | 2018-03-22 | 2018-04-10 | 807 Jones Brook Road | Berlin | 5602 | Washington Electric Cooperative Inc. | Solar | 7.6 | KW | Yes |  | Closed | Solar Communities | SunPower | SPR-360 | 24 | 360 | 8.64 | Solar Edge | SE7600HUS |  | Roof Mount |  | Fixed | Behind Consumption Meter |  | No
installed | 18-0781-NMR | Robert & Carolyn Atchinson | 2018-03-27 | 2018-03-27 | 2018-04-13 | 2141 Lower Road | Plainfield | 5667 | Washington Electric Cooperative Inc. | Solar | 7.1 | KW | No | Yes | Closed | GoSolar New England | L.G. Electronics | NeON2 | 25 | 320 | 7.4 | Enphase | I.Q 6 Plus |  | Roof Mount |  | Fixed | Behind Consumption Meter |  | Yes
installed | 18-0801-NMR | Steven Schenck | 2018-03-29 | 2018-03-29 | 2018-04-17 | 1694 Dugar Brook Road | Calais | 5650 | Washington Electric Cooperative Inc. | Solar | 3.8 | KW | Yes |  | Closed | Catamount Solar LLC | REC | REC280TP | 10 | 280 | 2.8 | SolarEdge | SE3800 |  | Roof Mount |  | Fixed | Behind Consumption Meter |  | No
installed | 18-0852-NMR | Jennifer & Corey Pittsley | 2018-04-03 | 2018-04-03 | 2018-04-20 | 22 Barberry Road | Topsham | 5086 | Washington Electric Cooperative Inc. | Solar | 6 | KW | Yes |  | Closed | Solar Communities | SunPower | SPR-360 | 18 | 360 | 6.48 | Solar Edge | SE6000HUS |  | Ground Mount |  | Fixed | Generation Meter |  | Yes
installed | 18-0858-NMR | Norman Akley | 2018-04-03 | 2018-04-03 | 2018-04-20 | 57 Lyman Rd | Barre Town | 5641 | Washington Electric Cooperative Inc. | Solar | 10 | KW | Yes | Yes | Closed | Solar Communities | SunPower | SPR-360 | 30 | 360 | 10.8 | Solar Edge | SE10000AUS |  | Ground Mount |  | Fixed | Behind Consumption Meter |  | No
installed | 18-0881-NMR | Ben Easterbrook Machin | 2018-04-05 | 2018-04-05 | 2018-05-08 | 913 Young Road | Corinth | 5039 | Washington Electric Cooperative Inc. | Solar | 26 | KW | Yes | Yes | Closed |  | Hanwah Q.Cell | Q.Peak 290 BLK-G4.1 290 | 100 | 290 | 29 | SMA | 3 SMA-7000 tl, 1 SMA 5000-tl |  | Roof Mount |  | Fixed | Behind Consumption Meter |  | Yes
installed | 18-0961-NMR | Frank Perricone | 2018-04-12 | 2018-04-12 | 2018-04-27 | 20 Trickle Brook Drive | Orange | 5641 | Washington Electric Cooperative Inc. | Solar | 7.6 | KW | Yes |  | Closed | Catamount Solar LLC | LG | LG350Q1C-A5 | 24 | 350 | 8.4 | SolarEdge | SE7600 |  | Roof Mount |  | Fixed | Behind Consumption Meter |  | No
installed | 18-0975-NMR | Marc Lefebvre | 2018-04-13 | 2018-04-13 | 2018-04-30 | 110 Kibling Hill Road | Tunbridge | 5077 | Washington Electric Cooperative Inc. | Solar | 15 | KW | Yes | Yes Yes | Closed | Catamount Solar LLC | Canadian Solar | CS6X | 54 | 320 | 15.66 | SolarEdge | SE5000 |  | Roof Mount |  | Fixed | Behind Consumption Meter |  | No
installed | 18-0995-NMR | Steve & Beverly Maynard | 2018-04-16 | 2018-04-16 | 2018-05-01 | 116 Bidwell Rd | Moretown | 5602 | Washington Electric Cooperative Inc. | Solar | 5 | KW | Yes |  | Closed | Solar Communities | SunPower | SPR-320 | 18 | 320 | 5.76 | Solar Edge | SE5000HUS |  | Roof Mount |  | Fixed | Behind Consumption Meter |  | No
installed | 18-1115-NMR | Charles Snow | 2018-04-25 | 2018-04-25 | 2018-05-10 | 672 Winch Hill Road | Northfield | 5663 | Washington Electric Cooperative Inc. | Solar | 11.4 | KW | Yes |  | Closed | Solar Communities | SunPower | SPR-360 | 36 | 360 | 12.96 | Solar Edge | SE11400AUS |  | Ground Mount |  | Fixed | Behind Consumption Meter |  | No
installed | 18-1124-NMR | Rita Ricketson | 2018-04-26 | 2018-04-26 | 2018-05-11 | 323 SO Bear Swamp Rd | Middlesex | 5602 | Washington Electric Cooperative Inc. | Solar | 7.6 | KW | Yes |  | Closed | Solar Communities | SunPower | SPR-327 | 24 | 327 | 7.85 | Solar Edge | SE7600HUS |  | Ground Mount |  | Fixed | Behind Consumption Meter |  | No
installed | 18-1155-NMR | Juniper Chase LLC | 2018-04-30 | 2018-04-30 | 2018-05-17 | 2332 Goose Green Road | Corinth | 5039 | Washington Electric Cooperative Inc. | Solar | 8.8 | KW | Yes |  | Closed |  | LG | 335 | 28 | 335 | 9.38 | SMA | sb5.0-1sp-us-40 | Behind Consumption Meter | Roof Mount |  | Fixed | Behind Consumption Meter |  | No
installed | 18-1183-NMP | CRB Solar LLC | 2018-04-30 | 2018-05-01 |  |  | Brighton |  | Vermont Electric Cooperative Inc. | Solar | 500 | KW | No |  | Open | [9 empty] | Ground Mount
installed | 18-1217-NMR | Neil Miller | 2018-05-02 | 2018-05-02 | 2018-05-19 | 267 Tower Road | Williamstown | 5679 | Washington Electric Cooperative Inc. | Solar | 5.2 | KW | Yes |  | Closed | SolarCity Corporation | Hanwha Q-Cells | Q.Peak-G4.1/SC305 | 17 | 305 | 5.18 | Delta | Solivia 5.2 TL |  | Roof Mount |  | Fixed | Behind Consumption Meter |  | No
installed | 18-1220-NMR | Wes and Jane Mattern | 2018-05-02 | 2018-05-02 | 2018-05-19 | 12 Swayze Road | Tunbridge | 5077 | Washington Electric Cooperative Inc. | Solar | 5 | KW | Yes |  | Closed | Integrity Energy | BP Solar | BP 3160 | 36 | 160 | 5.76 | SMA | Sunny Boy 2500U |  | Roof Mount |  | Fixed | Behind Consumption Meter |  | No
installed | 18-1221-NMR | Robert Sandberg | 2018-05-02 | 2018-05-02 | 2018-05-19 | 587 Abe Jacobs Rd | Corinth | 5039 | Washington Electric Cooperative Inc. | Solar | 7.6 | KW | Yes | Yes | Closed | Solar Communities | SunPower | SPR-360 | 24 | 360 | 8.64 | Solar Edge | SE7600HUS |  | Roof Mount |  | Fixed | Behind Consumption Meter |  | No
installed | 18-1232-NMR | Michael & Jacklyn Lefebvre | 2018-05-03 | 2018-05-03 | 2018-05-22 | 166 Horner Rd | Brookfield | 5036 | Washington Electric Cooperative Inc. | Solar | 5 | KW | Yes |  | Closed | Solar Communities | SunPower | SPR-327 | 16 | 327 | 5.23 | Solar Edge | SE5000HUS |  | Roof Mount |  | Fixed | Behind Consumption Meter |  | No
installed | 18-1240-NMR | Jay Stewart | 2018-05-04 | 2018-05-04 | 2018-05-22 | 548 Bliss Rd. | East Montpelier | 5651 | Washington Electric Cooperative Inc. | Solar | 6.38 | KW | Yes |  | Closed | Green Mountain Solar | LG | Neon2 370 | 22 | 370 | 8.14 | Enphase | IQ6+ |  | Ground Mount |  | 2-axis | Behind Consumption Meter |  | Yes
installed | 18-1262-NMR | Stephen Bushman Virginia Anderson | 2018-05-07 | 2018-05-07 | 2018-05-24 | 3039 Chase Road | Berlin | 5602 | Washington Electric Cooperative Inc. | Solar | 3.8 | KW | Yes |  | Closed | Catamount Solar LLC | Canadian Solar | CS6U-320P | 14 | 320 | 4.48 | SolarEdge | SE3800 |  | Roof Mount |  | Fixed | Behind Consumption Meter |  | No
installed | 18-1450-NMR | Kathie Hickman | 2018-05-21 | 2018-05-21 | 2018-06-08 | 99 Northview Rd | East Montpelier | 5602 | Washington Electric Cooperative Inc. | Solar | 3.8 | KW | Yes |  | Closed | Solar Communities | QCell | Q.PEAK BFR-G4.1 295 | 16 | 295 | 4.72 | Solar Edge | SE3800HUS |  | Roof Mount |  | Fixed | Behind Consumption Meter |  | No
installed | 18-1491-NMR | Dennis Bandy | 2018-05-23 | 2018-05-23 | 2018-06-12 | 211 Perkins Rd. | Barre Town | 5641 | Washington Electric Cooperative Inc. | Solar | 7.83 | KW | Yes |  | Closed | Green Mountain Solar | LG | NeonR 350 | 27 | 350 | 9.45 | Enphase | IQ6+ |  | Roof Mount |  | Fixed | Behind Consumption Meter |  | No
installed | 18-1523-NMR | Stephen Long | 2018-05-24 | 2018-05-24 | 2018-06-12 | Roundhouse Rd | Corinth | 5039 | Washington Electric Cooperative Inc. | Solar | 3.8 | KW | Yes |  | Closed | O'Meara Solar LLC | Hanwha | QCELL Q Peak 4.1 Black 295W | 12 | 295 | 3.54 | SMA | SB3.8-1 SP-US-40 |  | Roof Mount |  | Fixed | Behind Consumption Meter |  | No
installed | 18-1533-NMR | Philip Peloquin | 2018-05-25 | 2018-05-25 | 2018-06-13 | 308 Rood Pond Rd | Williamstown | 5679 | Washington Electric Cooperative Inc. | Solar | 5 | KW | Yes |  | Closed | SolarCity Corporation | Hanwha Q-Cells | Q.Peak-G4.1/SC305 | 17 | 305 | 5.18 | ABB | PVI-5000-OUTD-US-Z-A |  | Roof Mount |  | Fixed | Behind Consumption Meter |  | No
installed | 18-1724-NMR | Louis T Bravakis | 2018-06-11 | 2018-06-11 | 2018-06-27 | 624 Hampshire Hill Road | Worcester | 5682 | Washington Electric Cooperative Inc. | Solar | 15 | KW | Yes |  | Closed | The Peck Company | Heliene | 345 | 54 | 345 | 18.6 | Fronius 4, 210 | Primo 15.0 240/208 |  | Ground Mount |  | Fixed | Generation Meter |  | Yes
installed | 18-1781-NMR | Jalila Pulskamp | 2018-06-13 | 2018-06-13 | 2018-06-28 | 255 Hampshire Hill Rd | Worcester | 5682 | Washington Electric Cooperative Inc. | Solar | 3.8 | KW | Yes |  | Closed | SolarCity Corporation | Hanwha Q-Cells | Q.Peak-G4.1/SC305 | 14 | 305 | 4.27 | Delta | Solivia 3.8 TL |  | Roof Mount |  | Fixed | Behind Consumption Meter |  | No
installed | 18-1793-NMR | William Belanger | 2018-06-13 | 2018-06-13 | 2018-06-28 | 38 Tenney Road | Northfield | 5663 | Washington Electric Cooperative Inc. | Solar | 10 | KW | Yes |  | Closed | SolarCity Corporation | Hanwha Q-Cells | Q.Peak-G4.1/SC305 | 32 | 305 | 9.76 | ABB | PVI-5000-OUTD-US-Z-A (2) |  | Roof Mount |  | Fixed | Behind Consumption Meter |  | No
installed | 18-1812-NMR | Justin Loati | 2018-06-14 | 2018-06-14 | 2018-06-29 | 120 Moose Dog Hill Road | Northfield | 05663-4421 | Washington Electric Cooperative Inc. | Solar | 11.4 | KW | Yes |  | Closed | Solar Communities | SunPower | SPR-327 | 35 | 327 | 11.45 | Solar Edge | SE11400AUS |  | Roof Mount |  | Fixed | Behind Consumption Meter |  | No
installed | 18-1822-NMR | Kerry Hazard | 2018-06-14 | 2018-06-14 | 2018-06-29 | 232 Hook Road | Chelsea | 5038 | Washington Electric Cooperative Inc. | Solar | 10 | KW | Yes |  | Closed | Solar Communities | SunPower | SPR 360 | 27 | 360 | 9.72 | Solar Edge | SE10000AUS |  | Roof Mount |  | Fixed | Behind Consumption Meter |  | No
installed | 18-1941-NMR | Geoffrey Hoots | 2018-06-19 | 2018-06-19 | 2018-07-05 | 358 Hoots PL | Corinth | 5039 | Washington Electric Cooperative Inc. | Solar | 3.8 | KW | Yes |  | Closed |  | Canadian Solar | C56k-300 ms | 12 | 300 | 3.6 | Solar edge | SE 3800H-US |  | Ground Mount |  | Fixed | Behind Consumption Meter |  | No
installed | 18-2038-NMR | John Eccheverria | 2018-06-22 | 2018-06-22 | 2018-07-10 | 80 Orchard Rd | Tunbridge | 5077 | Washington Electric Cooperative Inc. | Solar | 6 | KW | Yes |  | Closed | Integrity Energy | Solaria | 320R-BX | 21 | 320 | 6.72 | Solaredge | SE6000H-US |  | Roof Mount |  | Fixed | Behind Consumption Meter |  | No
installed | 18-2047-NMR | Edward & Irene Mann | 2018-06-22 | 2018-06-22 | 2018-07-10 | 2641 Taplin Hill Road | Corinth | 5039 | Washington Electric Cooperative Inc. | Solar | 7.6 | KW | Yes |  | Closed | Solar Communities | SunPower | SPR-360 | 24 | 360 | 8.64 | Solar Edge | SE7600 H-US |  | Roof Mount |  | Fixed | Behind Consumption Meter |  | No
installed | 18-2062-NMR | Michael McCarty | 2018-06-25 | 2018-06-25 |  | 335 Jacobs Road | East Montpelier | 5602 | Washington Electric Cooperative Inc. | Solar | 5 | KW | No |  | Closed |  | LG | LG3xxQ1C-A5 | 12 | 360 | 4.32 | 1x SOLAREDGE | SE3800H-US-U 3.8K |  | Ground Mount |  | Fixed | Behind Consumption Meter |  | No
installed | 18-2070-NMR | Mary Ellen & Marcus Copening | 2018-06-25 | 2018-06-25 | 2018-07-11 | 149 Willey Hill Road | Topsham | 5076 | Washington Electric Cooperative Inc. | Solar | 11.4 | KW | Yes |  | Closed | Solar Communities | SunPower | SPR-360 | 32 | 360 | 11.52 | Solar Edge | SE11400AUS |  | Roof Mount |  | Fixed | Behind Consumption Meter |  | No
installed | 18-2074-NMR | Bruce Baskind | 2018-06-25 | 2018-06-25 | 2018-07-11 | 100 Northview Road | East Montpelier | 5602 | Washington Electric Cooperative Inc. | Solar | 7.6 | KW | Yes |  | Closed | Solar Communities | SunPower | SPR-360 | 24 | 360 | 8.64 | Solar Edge | SE7600 H-US |  | Ground Mount |  | Fixed | Behind Consumption Meter |  | No
installed | 18-2088-NMR | Molly Kittredge | 2018-06-25 | 2018-06-25 | 2018-07-11 | 24 Bliss Road | Marshfield Village | 5658 | Washington Electric Cooperative Inc. | Solar | 10 | KW | Yes |  | Closed | Solar Communities | SunPower | SPR 327 | 33 | 327 | 10.79 | Solar Edge | SE10000AUS |  | Roof Mount |  | Fixed | Behind Consumption Meter |  | No
installed | 18-2116-NMR | Rory Allen | 2018-06-26 | 2018-06-26 | 2018-07-13 | 37 Hook Road | Chelsea | 5038 | Washington Electric Cooperative Inc. | Solar | 9 | KW | Yes |  | Closed | Tesla Energy | Advantage Module | Advantage Module | 25 | 300 | 7.5 | Delta | Solivia 5.2 TL&Solivia 3.8 TL |  | Roof Mount |  | Fixed | Behind Consumption Meter |  | No
installed | 18-2128-NMR | David Doda | 2018-06-26 | 2018-06-26 | 2018-07-13 | 1100 Stone Road | Brookfield | 5036 | Washington Electric Cooperative Inc. | Solar | 15 | KW | Yes |  | Closed | Catamount Solar LLC | REC | REC280TP2 | 72 | 280 | 20.16 | Fronius | Primo 10.0-1 and 5.0-1 |  | Ground Mount |  | Fixed | Behind Consumption Meter |  | Yes
installed | 18-2131-NMR | Brian Cushman | 2018-06-26 | 2018-06-26 | 2018-07-13 | 47 Perry Road | Barre Town | 5641 | Washington Electric Cooperative Inc. | Solar | 10 | KW | Yes |  | Closed | Building Energy | Panasonic | VBHN330 | 30 | 330 | 9.9 | Solaredge | SE10000H-US |  | Roof Mount |  | Fixed | Behind Consumption Meter |  | Yes
installed | 18-2134-NMR | William Geake | 2018-06-26 | 2018-06-26 | 2018-07-13 | 350 Quaker Rd | East Montpelier | 5651 | Washington Electric Cooperative Inc. | Solar | 10 | KW | Yes |  | Closed | Integrity Energy | Solaria | 325R-BX | 31 | 325 | 10.07 | Solaredge | SE10000H-US |  | Roof Mount |  | Fixed | Behind Consumption Meter |  | No
installed | 18-2138-NMR | Sugar Mountain Farm | 2018-06-26 | 2018-06-26 | 2018-07-13 | 252 Riddel Pond Rd | Topsham | 5086 | Washington Electric Cooperative Inc. | Solar | 14 | KW | Yes |  | Closed | O'Meara Solar LLC | Hanwha | QCELL QPeak 310W DUO | 48 | 310 | 14.88 | SMA | SB7.0-1SP-US-40 | Behind Consumption Meter | Ground Mount |  | 2-axis | Behind Consumption Meter |  | No
installed | 18-2168-NMP | Brighton Solar LLC | 2018-06-26 | 2018-06-27 | 2021-08-09 |  | Brighton |  | Vermont Electric Cooperative Inc. |  |  |  | No |  | Open
installed | 18-2168-NMP | Brighton Solar LLC | 2018-06-26 | 2018-06-27 | 2021-08-09 |  | Brighton |  | Vermont Electric Cooperative Inc. | Solar | 500 | KW | No |  | Open | [9 empty] | Ground Mount
installed | 18-2179-NMR | Jessica Kobb | 2018-06-26 | 2018-06-26 | 2018-07-13 | 1465 North Street | East Montpelier | 5602 | Washington Electric Cooperative Inc. | Solar | 5 | KW | Yes |  | Closed | Solar Communities | SunPower | SPR-360 | 14 | 360 | 5.04 | Solar Edge | SE5000HUS |  | Roof Mount |  | Fixed | Behind Consumption Meter |  | No
installed | 18-2183-NMR | Richard Jayne | 2018-06-26 | 2018-06-26 | 2018-07-13 | 3518 VT Rt 113 | Vershire | 5079 | Washington Electric Cooperative Inc. | Solar | 6 | KW | Yes |  | Closed | Solaflect Energy | LG | LG360Q1C | 16 | 360 | 5.76 | Fronius | Primo 6.0-1 |  | Ground Mount |  | 2-axis | Behind Consumption Meter |  | No
installed | 18-2230-NMR | Christian Halsey Leckerling | 2018-06-27 | 2018-06-27 | 2018-07-14 | 2063 Dowsville Road | Duxbury | 5660 | Washington Electric Cooperative Inc. | Solar | 3.8 | KW | Yes |  | Closed | Solar Communities | SunPower | SPR-360 | 12 | 360 | 4.32 | Solar Edge | SE3800HUS |  | Roof Mount |  | Fixed | Behind Consumption Meter |  | No
installed | 18-2231-NMR | JPS Solar LLC | 2018-06-27 | 2018-06-27 |  | Jay Peak Rd | Jay | 5859 | Vermont Electric Cooperative Inc. | Solar | 499.5 | KW | Yes |  | Closed |  | Hanwha | Q.Plus L-G4.2 | 2206 | 340 | 750.04 | Solar Edge | SE33.3KUS |  | Roof Mount |  | Fixed | Generation Meter |  | Yes
installed | 18-2237-NMR | Ryan Christiansen | 2018-06-27 | 2018-06-27 | 2018-07-14 | 100 Bean Road | Plainfield | 5667 | Washington Electric Cooperative Inc. | Solar | 7.6 | KW | Yes |  | Closed | Solar Communities | SunPower | SPR-360 | 24 | 360 | 8.64 | Solar Edge | SE7600HUS |  | Roof Mount |  | Fixed | Behind Consumption Meter |  | No
installed | 18-2252-NMR | Derek Moretz | 2018-06-27 | 2018-06-27 | 2018-07-14 | 1938 Gould Hill Road | Montpelier | 5602 | Washington Electric Cooperative Inc. | Solar | 6 | KW | Yes |  | Closed | Alpenglow Energy Solutions, LLC | Candadian Solar | CS6K-300 | 24 | 300 | 7.2 | Enphase | IQ7 240 |  | Roof Mount |  | Fixed | Generation Meter |  | No
installed | 18-2267-NMR | Craig & Lucinda Sullivan | 2018-06-27 | 2018-06-27 | 2018-07-14 | 774 Messier Hill Road | Northfield | 5663 | Washington Electric Cooperative Inc. | Solar | 6 | KW | Yes |  | Closed | Alpenglow Energy Solutions, LLC | Candadian Solar | CS6K-300 | 24 | 300 | 7.2 | Enphase | IQ7 240 |  | Roof Mount |  | Fixed | Generation Meter |  | No
installed | 18-2288-NMR | Bradbury Johnson | 2018-06-28 | 2018-06-28 | 2018-07-17 | 652 Stony Brook Road | Northfield | 5663 | Washington Electric Cooperative Inc. | Solar | 6 | KW | Yes |  | Closed | Solar Communities | SunPower | SPR-360 | 20 | 360 | 7.2 | Solar Edge | SE6000HUS |  | Roof Mount |  | Fixed | Behind Consumption Meter |  | No
installed | 18-2306-NMR | Grant Provost | 2018-06-28 | 2018-06-28 | 2018-07-17 | 57 Crossover Rd | Topsham | 5086 | Washington Electric Cooperative Inc. | Solar | 6 | KW | Yes |  | Closed | O'Meara Solar LLC | Hanwha QCELL | QPEAK DUO 310W | 20 | 310 | 6.2 | SMA | SB6.0-1SP-US-40 |  | Roof Mount |  | Fixed | Behind Consumption Meter |  | No
installed | 18-2308-NMR | Fort Waite Holsteins, LLC | 2018-06-28 | 2018-06-28 | 2018-08-02 | 1532 Cookeville Road | Corinth | 5039 | Washington Electric Cooperative Inc. | Solar | 50 | KW | Yes |  | Closed | Catamount Solar LLC | REC | REC290TP2 | 241 | 290 | 69.89 | SolarEdge | SE10000H-US |  | Roof Mount |  | Fixed | Behind Consumption Meter |  | Yes
installed | 18-2322-NMR | Stacey Edwards | 2018-06-28 | 2018-06-28 | 2018-07-17 | 1862 Twin Pond Road | Brookfield | 5036 | Washington Electric Cooperative Inc. | Solar | 3.8 | KW | Yes |  | Closed | Solar Communities | SunPower | SPR-360 | 12 | 360 | 4.32 | Solar Edge | SE3800HUS |  | Roof Mount |  | Fixed | Behind Consumption Meter |  | No
installed | 18-2337-NMR | Charles Rossell | 2018-06-28 | 2018-06-28 | 2018-07-17 | 2898 Danville Hill Road | Cabot | 5647 | Washington Electric Cooperative Inc. | Solar | 6 | KW | Yes |  | Closed | Solar Communities | SunPower | SPR-360 | 18 | 360 | 6.48 | Solar Edge | SE6000HUS |  | Ground Mount |  | Fixed | Behind Consumption Meter |  | No
installed | 18-2361-NMR | Mark MacDonald | 2018-06-28 | 2018-06-28 | 2018-07-17 | 404 MacDonald Road | Williamstown | 5679 | Washington Electric Cooperative Inc. | Solar | 7.99 | KW | Yes | Yes | Closed | Catamount Solar LLC AllEarth Services, LLC | Evergreen | ES A 205 fa2 | 40 | 205 | 8.2 | SMA | SB4000US |  | Ground Mount |  | 2-axis | Behind Consumption Meter |  | No
installed | 18-2365-NMR | John Heidenreich | 2018-06-28 | 2018-06-28 | 2018-07-17 | 77 Currier Hill Road | Topsham | 5040 | Washington Electric Cooperative Inc. | Solar | 5 | KW | Yes |  | Closed | Solaflect Energy | Canadian Solar | CS6K-300MS | 16 | 300 | 4.8 | Solar Edge | SE5000H-US |  | Ground Mount |  | 2-axis | Behind Consumption Meter |  | No
installed | 18-2390-NMR | Dennis Grimard | 2018-06-29 | 2018-06-29 | 2018-07-17 | 683 Route 302 | Orange | 5641 | Washington Electric Cooperative Inc. | Solar | 15 | KW | Yes |  | Closed | Sun Catcher, LLC | Hanwha | Q.PEAK-G5 310 | 64 | 310 | 19.84 | SolarEdge | SE100000H, SE5000H |  | Ground Mount |  | Fixed | Behind Consumption Meter |  | Yes
installed | 18-2395-NMR | Ryan Sexton | 2018-06-29 | 2018-06-29 | 2018-07-17 | 1895 North Street | Montpelier | 5602 | Washington Electric Cooperative Inc. | Solar | 7.6 | KW | Yes | Yes | Closed | Solar Communities | SunPower | SPR-360 | 21 | 360 | 7.56 | Solar Edge | SE7600HUS |  | Roof Mount |  | Fixed | Behind Consumption Meter |  | No
installed | 18-2406-NMR | Theodore & Susan Potvin | 2018-06-29 | 2018-06-29 | 2018-07-17 | 1538 Rood Pond Road | Williamstown | 5679 | Washington Electric Cooperative Inc. | Solar | 7.6 | KW | Yes |  | Closed | Solar Communities | SunPower | SPR-360 | 24 | 360 | 8.64 | Solar Edge | SE7600HUS |  | Roof Mount |  | Fixed | Behind Consumption Meter |  | No
installed | 18-2448-NMR | Reva Seybolt | 2018-06-27 | 2018-06-27 | 2018-07-14 | 9788 VT Route 113 | Vershire | 5079 | Washington Electric Cooperative Inc. | Solar | 4.27 | KW | Yes |  | Closed |  | Hanwah | Q Cell Q Peak 64.1 | 14 | 305 | 4.27 | Enphase | IQ6 |  | Roof Mount |  | Fixed | Behind Consumption Meter |  | No
installed | 18-2458-NMR | Eleanor Kohlsaat | 2018-06-29 | 2018-06-29 | 2018-07-18 | 406 Private Road No. 4 | Vershire | 5079 | Washington Electric Cooperative Inc. | Solar | 6 | KW | Yes |  | Closed | Solaflect Energy | LG | LG360Q1C | 16 | 360 | 5.76 | Fronius | Primo 6.0-1 |  | Ground Mount |  | 2-axis | Behind Consumption Meter |  | No
installed | 18-2469-NMR | Niko Horster | 2018-06-29 | 2018-06-29 | 2018-07-18 | 537 Brown Road | Vershire | 5079 | Washington Electric Cooperative Inc. | Solar | 15 | KW | Yes | Yes | Closed | Solaflect Energy | Canadian Solar | CS6K-300MS | 48 | 300 | 14.4 | Solar Edge | SE5000H-US (3) |  | Ground Mount |  | 2-axis | Behind Consumption Meter |  | No
installed | 18-2471-NMR | Gary Swenson | 2018-06-29 | 2018-06-29 | 2018-07-18 | 4606 Mack's Mountain Road | Danville | 5873 | Washington Electric Cooperative Inc. | Solar | 12 | KW | Yes |  | Closed | Solaflect Energy | LG | LG360Q1C | 32 | 360 | 11.52 | Fronius | Primo 6.0-1 ( 2 ) |  | Ground Mount |  | 2-axis | Behind Consumption Meter |  | No
installed | 18-2474-NMR | Peter & Sara Pomerantz | 2018-06-29 | 2018-06-29 | 2018-07-18 | 972 Sharpshooters Road | Fayston | 5660 | Washington Electric Cooperative Inc. | Solar | 11.4 | KW | Yes |  | Closed | Solar Communities | SunPower | SPR-360 | 40 | 360 | 14.4 | Solar Edge | SE11400HUS |  | Roof Mount |  | Fixed | Behind Consumption Meter |  | No
installed | 18-2506-NMR | Michael Mcllmurray | 2018-06-29 | 2018-06-29 | 2018-07-18 | 317 North Road | Vershire | 5079 | Washington Electric Cooperative Inc. | Solar | 6 | KW | Yes |  | Closed | Solaflect Energy | LG | LG360Q1C | 16 | 360 | 5.76 | Fronius | Primo 6.0-1 |  | Ground Mount |  | 2-axis | Behind Consumption Meter |  | No
installed | 18-2577-NMR | Matthew Robert Murphy | 2018-07-02 | 2018-07-02 | 2018-07-18 | 1580 North St | East Montpelier | 5602 | Washington Electric Cooperative Inc. | Solar | 10 | KW | Yes |  | Closed |  | Hanwha Q Cells | Q Peak 355 | 36 | 355 | 12.78 | Solar Edge | 10000H-US |  | Ground Mount |  | Fixed | Behind Consumption Meter |  | No
installed | 18-2584-NMR | Darragh Ellerson | 2018-07-02 | 2018-07-02 | 2018-07-18 | 1152 North St. | Montpelier | 5602 | Washington Electric Cooperative Inc. | Solar | 7.6 | KW | Yes |  | Closed | Sun Catcher, LLC | Hanwha | Q.PEAK-G5 310 | 30 | 310 | 9.3 | SolarEdge | SE100000H |  | Roof Mount |  | Fixed | Behind Consumption Meter |  | No
installed | 18-2594-NMP | Kingsbury Energy, LLC | 2018-07-02 | 2018-07-26 | 2019-01-23 |  | Waitsfield |  | Washington Electric Cooperative Inc. | Solar | 300 | KW | Yes |  | Closed | [9 empty] | Ground Mount
installed | 18-2612-NMR | mary pat murphy | 2018-07-02 | 2018-07-02 | 2018-07-18 | 662 Gray Road | Plainfield | 5667 | Washington Electric Cooperative Inc. | Solar | 6 | KW | Yes |  | Closed | Mountain Energy Design | Canadian Solar | 300 | 24 | 300 | 7.2 | SolarEdege | 6000 |  | Roof Mount |  | Fixed | Behind Consumption Meter |  | No
installed | 18-2613-NMR | John Walters Evan Eyler | 2018-07-02 | 2018-07-02 | 2018-07-18 | 1555 North Street | Montpelier | 5602 | Washington Electric Cooperative Inc. | Solar | 12 | KW | Yes |  | Closed | Catamount Solar LLC | REC | REC280TP2 | 52 | 280 | 14.56 | SolarEdge | SE12000 |  | Ground Mount |  | Fixed | Behind Consumption Meter |  | No
installed | 18-2628-NMR | Kerrick Johnson Mary Ann Johnson | 2018-07-02 | 2018-07-02 | 2018-07-18 | 400 Macey Road | Worcester | 5682 | Washington Electric Cooperative Inc. | Solar | 5 | KW | Yes |  | Closed | Catamount Solar LLC | REC | REC280TP2 | 22 | 280 | 6.16 | SolarEdge | SE5000 |  | Roof Mount |  | Fixed | Behind Consumption Meter |  | No
installed | 18-2637-NMR | Donald Carignan | 2018-07-02 | 2018-07-02 | 2018-07-18 | 329 Archery Acres | Walden | 5873 | Washington Electric Cooperative Inc. | Solar | 5 | KW | Yes |  | Closed | Tesla Energy | Hanwha SolarOne | Q Peak-G4.1/SC 305 | 18 | 305 | 5.49 | ABB | PVI-5000-OUTD-S-US |  | Ground Mount |  | Fixed | Behind Consumption Meter |  | No
installed | 18-2719-NMR | Erika Holm | 2018-07-18 | 2018-07-18 | 2018-08-04 | 163 Culver Hill Road | Middlesex | 5602 | Washington Electric Cooperative Inc. | Solar | 7.6 | KW | Yes | Yes | Closed | Solar Communities | SunPower | SPR-327 | 24 | 327 | 7.85 | Solar Edge | SE7600HUS |  | Roof Mount |  | Fixed | Behind Consumption Meter |  | No
installed | 18-2862-NMR | Chad Hewitt | 2018-08-06 | 2018-08-06 | 2018-08-24 | 287 Cassie Street | Barre Town | 5641 | Washington Electric Cooperative Inc. | Solar | 7.6 | KW | Yes |  | Closed | Catamount Solar LLC | LG | LG320N1K-A5 | 27 | 320 | 8.64 | SolarEdge | SE7600 |  | Roof Mount |  | Fixed | Behind Consumption Meter |  | No
installed | 18-2878-NMR | McCarty Real Estate, LLC. | 2018-08-08 | 2018-08-08 | 2018-08-27 | 335 Jacobs Rd | Montpelier | 5602 | Washington Electric Cooperative Inc. | Solar | 4.35 | KW | No |  | Closed | Green Mountain Solar | LG | Neon R | 15 | 360 | 5.4 | Enphase | IQ 6+ |  | Roof Mount |  | Fixed | Behind Consumption Meter |  | No
installed | 18-2879-NMR | Michael Terry | 2018-08-08 | 2018-08-08 | 2018-08-27 | 141 E Roxbury Road | Northfield | 5663 | Washington Electric Cooperative Inc. | Solar | 7.6 | KW | Yes |  | Closed | Catamount Solar LLC | REC | REC290TP2 | 27 | 290 | 7.83 | SolarEdge | SE7600 |  | Roof Mount |  | Fixed | Behind Consumption Meter |  | No
installed | 18-2882-NMR | Geoffrey Hoots | 2018-08-09 | 2018-08-09 | 2018-08-27 | 358 Hoots PL | Corinth | 5039 | Washington Electric Cooperative Inc. | Solar | 5 | KW | Yes | Yes | Closed |  | Canadian Solar | Csbk-300ms | 18 | 300 | 5.4 | Solaredge | SE 5000 H-US |  | Ground Mount |  | Fixed | Behind Consumption Meter |  | No
installed | 18-2894-NMR | Brian Locke | 2018-08-10 | 2018-08-10 | 2018-08-28 | 42 Chelsea Rd | Brookfield | 5036 | Washington Electric Cooperative Inc. | Solar | 10 | KW | Yes | Yes | Closed | Catamount Solar LLC | SolarWorld | SW300W Mono WOB | 36 | 300 | 10.8 | Fronius | Fronius 10.0-1 |  | Ground Mount |  | Fixed | Behind Consumption Meter |  | No
installed | 18-2997-NMR | John Egan | 2018-08-27 | 2018-08-27 | 2018-09-14 | 48 Honan Rd. | Moretown | 5660 | Washington Electric Cooperative Inc. | Solar | 15 | KW | Yes |  | Closed | Mountain Energy Design | Hanwha | Q cell 310 mono | 60 | 310 | 18.6 | SolarEdge | 7,000 & 8,000 | Behind Consumption Meter | Roof Mount |  | Fixed | Behind Consumption Meter |  | No
installed | 18-3013-NMR | Charles F Martley | 2018-08-28 | 2018-08-28 | 2018-09-15 | 573 Rankin Road | Moretown | 5660 | Washington Electric Cooperative Inc. | Solar | 6 | KW | Yes |  | Closed | Building Energy | LG | LG360Q1C-A5 | 18 | 360 | 6.48 | Solaredge | SE6000H-US |  | Roof Mount |  | Fixed | Behind Consumption Meter |  | No
installed | 18-3054-NMR | MIchael Aldrich | 2018-09-04 | 2018-09-04 | 2018-09-21 | 5003 South Road | Bradford | 5033 | Washington Electric Cooperative Inc. | Solar | 3.8 | KW | Yes |  | Closed | Tesla Energy | SolarCity Standard | SC325 | 14 | 325 | 4.55 | Delta | Solivia 3.8TL |  | Roof Mount |  | Fixed | Behind Consumption Meter |  | No
installed | 18-3123-NMR | William and Linda Tobin | 2018-09-07 | 2018-09-07 | 2018-09-25 | 2665 Chelsea Road | Corinth | 5039 | Washington Electric Cooperative Inc. | Solar | 6 | KW | Yes |  | Closed | Solaflect Energy | LG | LG360Q1C | 16 | 360 | 5.76 | Fronius | Primo 6.0-1 |  | Ground Mount |  | 2-axis | Behind Consumption Meter |  | No
installed | 18-3135-NMR | Bliss Ridge, LLC | 2018-09-10 | 2018-09-10 | 2018-09-27 | 216 Gove Rd. | Moretown | 5660 | Washington Electric Cooperative Inc. | Solar | 6.38 | KW | Yes | Yes | Closed | Sol Sun, LLC | REC | REC345TP2S72 | 22 | 340 | 7.48 | Enphase | IQ6PLUS-72-2-US |  | Roof Mount |  | Fixed | Behind Consumption Meter |  | No
installed | 18-3147-NMR | Alfred Gilbert Ames | 2018-09-10 | 2018-09-10 | 2018-09-27 | 1128 Woodward Rd | Peacham | 5873 | Washington Electric Cooperative Inc. | Solar | 5 | KW | No |  | Closed | DR Electric | SunSpark | Sunspark 260 watt | 28 | 260 | 7.28 | SolarEdge | SE5000 HD Wave | Behind Consumption Meter | Ground Mount |  | Fixed | Behind Consumption Meter |  | No
installed | 18-3297-NMR | Joshua Dobrovich | 2018-09-24 | 2018-09-24 | 2018-10-11 | 835 Rood Pond Rd. | Williamstown | 5679 | Washington Electric Cooperative Inc. | Solar | 7.08 | KW | Yes |  | Closed | Green Mountain Solar | LG | NeonR | 24 | 360 | 8.64 | Enphase | IQ 7+ | Behind Consumption Meter | Ground Mount |  | Fixed | Behind Consumption Meter |  | No
installed | 18-3323-NMR | Christian Leckerling | 2018-09-26 | 2018-09-26 | 2018-10-13 | 2063 Dowsville Road | Duxbury | 5660 | Washington Electric Cooperative Inc. | Solar | 6 | KW | Yes | Yes | Closed | Solar Communities | Sun Power | SPR-360 | 17 | 360 | 6.12 | Solar Edge | SE6000HUS |  | Roof Mount |  | Fixed | Behind Consumption Meter |  | No
installed | 18-3335-NMR | Richard A. Cawley | 2018-09-27 | 2018-09-27 | 2018-10-16 | 1920 Chelsea Road | Corinth | 5039 | Washington Electric Cooperative Inc. | Solar | 6 | KW | Yes | Yes | Closed | Solaflect Energy | LG | LG360Q1C | 16 | 360 | 5.76 | Fronius | Primo 6.0-1 |  | Ground Mount |  | 2-axis | Behind Consumption Meter |  | No
installed | 18-3341-NMR | Cheryl, Jayne Burghdurf, Shoup | 2018-09-27 | 2018-09-27 | 2018-10-16 | 263 Middlesex Center Rd. | Montpelier | 5602 | Washington Electric Cooperative Inc. | Solar | 2.95 | KW | Yes |  | Closed | Green Mountain Solar | LG | NeonR | 10 | 360 | 3.6 | Enphase | IQ 7+ |  | Roof Mount |  | Fixed | Behind Consumption Meter |  | No
installed | 18-3358-NMR | Scott Wheeler | 2018-09-28 | 2018-09-28 | 2018-10-16 | 1100 Ralph Road | Brookfield | 5036 | Washington Electric Cooperative Inc. | Solar | 5 | KW | Yes |  | Closed | Catamount Solar LLC | REC | REC295TP2 | 20 | 295 | 5.9 | SolarEdge | SE5000 |  | Roof Mount |  | Fixed | Behind Consumption Meter |  | No
installed | 18-3453-NMR | Rhonda & Paul Coates | 2018-10-05 | 2018-10-05 | 2018-10-23 | 332 Dubray Road | Cabot | 5647 | Washington Electric Cooperative Inc. | Solar | 6 | KW | Yes |  | Closed | Solar Communities | Sun Power | SPR-327 | 18 | 327 | 5.89 | Solar Edge | SE6000HUS |  | Roof Mount |  | Fixed | Behind Consumption Meter |  | No
installed | 18-3455-NMR | Jeremy Smith | 2018-10-05 | 2018-10-05 | 2018-10-23 | 1365 North St | Montpelier | 5602 | Washington Electric Cooperative Inc. | Solar | 13.6 | KW | Yes |  | Closed | Solar Communities | Sun Power | SPR-360 | 43 | 360 | 15.48 | Solar Edge | SE7600HUS, SE6000HUS |  | Roof Mount |  | Fixed | Behind Consumption Meter |  | No
installed | 18-3479-NMR | Bruce Stevenson | 2018-10-08 | 2018-10-08 | 2018-10-25 | 128 Culver Hill Road | Middlesex | 5602 | Washington Electric Cooperative Inc. | Solar | 5.8 | KW | Yes |  | Closed | Smith & McClain, Inc. | Jinko | JKM-365M | 20 | 365 | 7.3 | Enphase | IQ7+ | Behind Consumption Meter | Ground Mount |  | Fixed | Behind Consumption Meter |  | No
installed | 18-3509-NMR | James Bonner | 2018-10-10 | 2018-10-10 | 2018-10-27 | 364 Clermont Road | Washington | 5675 | Washington Electric Cooperative Inc. | Solar | 7.2 | KW | Yes |  | Closed | O'Meara Solar LLC | REC | 290TP2 | 30 | 290 | 8.7 | Outback | GS8048A |  | Roof Mount |  | Fixed | Behind Consumption Meter |  | No
installed | 18-3592-NMR | Erin Hart | 2018-10-16 | 2018-10-16 | 2018-11-02 | 1689 Gilbert Road | Williamstown | 5679 | Washington Electric Cooperative Inc. | Solar | 5 | KW | Yes |  | Closed | Catamount Solar LLC | REC | REC295TP2 | 20 | 295 | 5.9 | SolarEdge | SE5000 |  | Roof Mount |  | Fixed | Behind Consumption Meter |  | No
installed | 18-3640-NMR | Stephen & Carolyn Tucker | 2018-10-22 | 2018-10-22 | 2018-11-08 | 292 Fulton Road | Bradford | 5040 | Washington Electric Cooperative Inc. | Solar | 3 | KW | Yes |  | Closed | Solar Communities | Sun Power | SPR-327 | 10 | 327 | 3.27 | Solar Edge | SE3000HUS |  | Roof Mount |  | Fixed | Behind Consumption Meter |  | No
installed | 18-3644-NMR | Priscilla Sodums | 2018-10-22 | 2018-10-22 | 2018-11-08 | 1780 Keiser Pond Road | Peacham | 5873 | Washington Electric Cooperative Inc. | Solar | 7.6 | KW | Yes |  | Closed | Solar Communities | Sun Power | SPR-360 | 24 | 360 | 8.64 | Solar Edge | SE7600HUS |  | Roof Mount |  | Fixed | Behind Consumption Meter |  | No
installed | 18-3711-NMR | Alice Mower | 2018-10-26 | 2018-10-26 | 2018-11-14 | 854 White Road | Corinth | 5039 | Washington Electric Cooperative Inc. | Solar | 7.6 | KW | Yes |  | Closed | Solar Communities | Sunpreme | GxB 380W | 21 | 380 | 7.98 | Solar Edge | SE7600HUS |  | Ground Mount |  | Fixed | Behind Consumption Meter |  | No
installed | 18-3901-NMR | Gaston Roy | 2018-11-09 | 2018-11-09 | 2018-11-28 | 52 Menard Crossroad | Williamstown | 5679 | Washington Electric Cooperative Inc. | Solar | 7.6 | KW | Yes |  | Closed | Solar Communities | Sun Power | SPR-327 | 24 | 327 | 7.85 | SolarEdge | SE7600HUS |  | Roof Mount |  | Fixed | Behind Consumption Meter |  | No
installed | 18-3968-NMR | Lisa Huttinger | 2018-11-16 | 2018-11-16 | 2018-12-04 | 305 Drown Road | Randolph | 5060 | Washington Electric Cooperative Inc. | Solar | 7.6 | KW | Yes | Yes | Closed | Solar Communities | SunPower | SPR-360 | 24 | 360 | 8.64 | Solar Edge | SE7600HUS |  | Roof Mount |  | Fixed | Behind Consumption Meter |  | No
installed | 18-4006-NMR | Ann Hamel | 2018-11-20 | 2018-11-20 | 2018-12-06 | 1147 Wrights Mountain Road | Bradford | 5033 | Washington Electric Cooperative Inc. | Solar | 5 | KW | Yes | Yes | Closed | Solaflect Energy | Mission | MSE300SQ5T | 16 | 300 | 4.8 | Solar Edge | SE5000H-US | Behind Consumption Meter | Ground Mount |  | 2-axis | Behind Consumption Meter |  | No
installed | 18-4041-NMR | Carley Sayers | 2018-11-27 | 2018-11-27 | 2018-12-12 | 1350 Clark Road | East Montpelier | 5651 | Washington Electric Cooperative Inc. | Solar | 5 | KW | Yes |  | Closed | Solar Communities | SunPower | SPR-X22-360 | 14 | 360 | 5.04 | SolarEdge | SE5000HUS |  | Roof Mount |  | Fixed | Behind Consumption Meter |  | No
installed | 18-4066-NMR | Scott Carbee | 2018-11-30 | 2018-11-30 | 2018-12-17 | 31 PR 2 | Middlesex | 5602 | Washington Electric Cooperative Inc. | Solar | 6 | KW | Yes |  | Closed | Solar Communities | SunPower | SPR-X22-360 | 20 | 360 | 7.2 | SolarEdge | SE6000HUS |  | Roof Mount |  | Fixed | Behind Consumption Meter |  | No
installed | 18-4122-NMR | Stephen Doherty | 2018-12-06 | 2018-12-06 | 2018-12-21 | 1220 Central Fayston Road | Fayston | 05660-9312 | Washington Electric Cooperative Inc. | Solar | 6 | KW | Yes |  | Closed | Solar Communities | SunPower | SPR-327 | 21 | 327 | 6.87 | SolarEdge | SE6000HUS |  | Roof Mount |  | Fixed | Behind Consumption Meter |  | No
installed | 18-4159-NMR | Krista Mitchell | 2018-12-10 | 2018-12-10 | 2018-12-26 | 196 Auger Dr | Moretown | 5660 | Washington Electric Cooperative Inc. | Solar | 3 | KW | Yes |  | Closed | Solar Communities | REC | REC290 | 10 | 290 | 2.9 | SolarEdge | SE3000HUS |  | Roof Mount |  | Fixed | Behind Consumption Meter |  | No
installed | 18-4187-NMR | Charles Rossell | 2018-12-13 | 2018-12-13 | 2018-12-31 | 2898 Danville Hill Rd | Cabot | 5647 | Washington Electric Cooperative Inc. | Solar | 10 | KW | Yes | Yes | Closed | Solar Communities | LG | LG330 | 32 | 330 | 10.56 | SolarEdge | SE10000H |  | Roof Mount |  | Fixed | Behind Consumption Meter |  | No
installed | 18-4215-NMR | Jeremy Silansky | 2018-12-17 | 2018-12-17 | 2019-01-03 | 1260 Center Fayston Rd. | Moretown | 5660 | Washington Electric Cooperative Inc. | Solar | 10.3 | KW | Yes |  | Closed | Sol Sun, LLC | Hanwha | Q 320 | 41 | 320 | 13.1 | Enphase | IQ7 |  | Roof Mount |  | Fixed | Behind Consumption Meter |  | No
installed | 18-4230-NMR | Carl Childs | 2018-12-18 | 2018-12-18 | 2019-01-04 | 48 Harolyn Hill Rd | Chelsea | 5038 | Washington Electric Cooperative Inc. | Solar | 7.6 | KW | Yes |  | Closed | O'Meara Solar LLC | Hanwha | QCELL 320W G5 | 26 | 320 | 8.32 | SolarEdge | SE6000H |  | Roof Mount |  | Fixed | Behind Consumption Meter |  | No
installed | 19-0056-NMR | Philip Peloquin | 2019-01-04 | 2019-01-04 | 2019-01-22 | 308 Rood Pond Road | Williamstown | 5679 | Washington Electric Cooperative Inc. | Solar | 7.6 | KW | Yes | Yes | Closed | Catamount Solar LLC | Hanwha | Hanwha Q.Peak Duo-G5 | 18 | 320 | 5.76 | SolarEdge | SE7600 |  | Roof Mount |  | Fixed | Behind Consumption Meter |  | No
installed | 19-0149-NMR | Neal Mostov | 2019-01-11 | 2019-01-11 | 2019-01-29 | 683 South Hill Road | Moretown | 5660 | Washington Electric Cooperative Inc. | Solar | 5 | KW | Yes | Yes | Closed | Solar Communities | LG | LG Neon2 330 | 18 | 330 | 5.94 | SolarEdge | SE5000HUS |  | Roof Mount |  | Fixed | Behind Consumption Meter |  | No
installed | 19-0198-NMR | John Mercer | 2019-01-18 | 2019-01-18 | 2019-02-05 | 970 Sharpshooters Rd | Fayston | 5660 | Washington Electric Cooperative Inc. | Solar | 3 | KW | Yes |  | Closed | Solar Communities | LG | LG Neon2 330 | 10 | 330 | 3.3 | SolarEdge | SE3000HUS |  | Roof Mount |  | Fixed | Behind Consumption Meter |  | No
installed | 19-0228-NMR | TR Staake | 2019-01-22 | 2019-01-22 | 2019-02-06 | 485 Casino Road | Williamstown | 5679 | Washington Electric Cooperative Inc. | Solar | 7.6 | KW | Yes |  | Closed | Solar Communities | LG | LG Neon2 330 | 27 | 330 | 8.91 | SolarEdge | SE7600HUS |  | Roof Mount |  | Fixed | Behind Consumption Meter |  | No
installed | 19-0229-NMR | Stephen Lindsay | 2019-01-22 | 2019-01-22 | 2019-02-06 | 1179 Sharpshooters Road | Moretown | 5660 | Washington Electric Cooperative Inc. | Solar | 11.4 | KW | Yes | Yes | Closed | Solar Communities | LG | LG330 | 42 | 330 | 13.86 | Solar Edge | SE11400AUS |  | Roof Mount |  | Fixed | Behind Consumption Meter |  | No
installed | 19-0249-NMR | Robert Barton | 2019-01-24 | 2019-01-24 | 2019-02-08 | 1838 South Hill Road | Moretown | 5660 | Washington Electric Cooperative Inc. | Solar | 15 | KW | Yes |  | Closed | Solar Communities | LG | LG Neon2 330 | 53 | 330 | 17.49 | SolarEdge | SE10000H, SE5000HUS |  | Roof Mount |  | Fixed | Behind Consumption Meter |  | No
installed | 19-0309-NMR | Myrna Mayor | 2019-01-30 | 2019-01-30 | 2019-02-16 | 21 Wheeler Rd | Calais | 5648 | Washington Electric Cooperative Inc. | Solar | 10 | KW | Yes | Yes Yes | Closed | Solar Communities | LG | LG330N1C-A5 | 30 | 330 | 9.9 | SolarEdge | SE10000HUS |  | Ground Mount |  | Fixed | Behind Consumption Meter |  | No
installed | 19-0355-NMR | B.P. Barnes | 2019-02-01 | 2019-02-01 | 2019-02-20 | 978 Durgin Hill Road | Vershire | 5079 | Washington Electric Cooperative Inc. | Solar | 10 | KW | Yes | Yes | Closed | Solaflect Energy | Mission | MSE300SQ5T | 32 | 300 | 9.6 | Solar Edge | SE5000H-US (2) |  | Ground Mount |  | 2-axis | Behind Consumption Meter |  | No
installed | 19-0424-NMR | Matt Henchen | 2019-02-08 | 2019-02-08 | 2019-02-28 | 141 Wade Road | Moretown | 5660 | Washington Electric Cooperative Inc. | Solar | 5 | KW | Yes |  | Closed | Solar Communities | LG | LG Neon2 330 | 18 | 330 | 5.94 | SolarEdge | SE5000HUS |  | Roof Mount |  | Fixed | Behind Consumption Meter |  | No
installed | 19-0435-NMR | Lisa Huttinger | 2019-02-08 | 2019-02-08 |  | 305 Drown Road | Roxbury | 5060 | Washington Electric Cooperative Inc. | Solar | 7.6 | KW | Yes | Yes | Closed | Catamount Solar LLC | LG | LG360Q1C | 24 | 360 | 8.64 | SolarEdge | SE7600 |  | Roof Mount |  | Fixed | Behind Consumption Meter |  | No
installed | 19-0439-NMR | David Butsch | 2019-02-08 | 2019-02-08 | 2019-02-28 | 788 Moretown Mtn Rd | Moretown | 5660 | Washington Electric Cooperative Inc. | Solar | 7.6 | KW | Yes | Yes | Closed | Solar Communities | LG | LG Neon2 390 Bifacial | 21 | 390 | 8.19 | SolarEdge | SE7600HUS |  | Ground Mount |  | Fixed | Behind Consumption Meter |  | No
installed | 19-0449-NMR | Constance Linnell | 2019-02-11 | 2019-02-11 | 2019-03-01 | 89 Downing Road | Topsham | 5076 | Washington Electric Cooperative Inc. | Solar | 3.8 | KW | Yes |  | Closed | Solar Communities | LG | LG Neon2 330 | 12 | 330 | 3.96 | SolarEdge | SE3800HUS |  | Ground Mount |  | Fixed | Behind Consumption Meter |  | No
installed | 19-0567-NMR | Richard Chalmers Ann Chalmers | 2019-02-26 | 2019-02-26 | 2019-03-16 | 777 Grandview Rd | Williamstown | 5679 | Washington Electric Cooperative Inc. | Solar | 7.6 | KW | Yes |  | Closed | Same Sun of Vermont, Inc. | Panasonic | HIT 330 | 17 | 330 | 5.61 | Pika Energy | X7600 |  | Roof Mount |  | Fixed | Behind Consumption Meter |  | No
installed | 19-0587-NMR | Shawna Burgess | 2019-02-28 | 2019-02-28 | 2019-03-19 | 36 Carrigan Road | Moretown | 5660 | Washington Electric Cooperative Inc. | Solar | 5 | KW | Yes |  | Closed | Solar Communities | LG | LGNeon2 330 | 18 | 330 | 5.94 | SolarEdge | SE5000HUS |  | Roof Mount |  | Fixed | Behind Consumption Meter |  | No
installed | 19-0662-NMR | Ellen Barton | 2019-03-07 | 2019-03-07 | 2019-03-26 | 135 Minister Brook Rd | Worcester | 5682 | Washington Electric Cooperative Inc. | Solar | 6 | KW | Yes | Yes | Closed | Solar Communities Solar Communities | REC | REC350TP2S 72 | 18 | 350 | 6.3 | SolarEdge | SE6000AUS |  | Ground Mount |  | Fixed | Behind Consumption Meter |  | No
installed | 19-0662-NMR | Ellen Barton | 2019-03-07 | 2019-03-07 | 2019-03-26 | 135 Minister Brook Rd | Worcester | 5682 | Washington Electric Cooperative Inc. | Solar | 6 | KW | Yes | Yes | Closed | Solar Communities Solar Communities | LG | LG Neon2 330 | 18 | 330 | 5.94 | SolarEdge | SE6000HUS |  | Ground Mount |  | Fixed | Behind Consumption Meter |  | No
installed | 19-0677-NMR | Richard King | 2019-03-08 | 2019-03-08 | 2019-03-26 | 2517 Dowsville Road | Duxbury | 5660 | Washington Electric Cooperative Inc. | Solar | 7.6 | KW | Yes |  | Closed | Catamount Solar LLC | LG | LG395N2W-A5 | 24 | 395 | 9.48 | SolarEdge | SE7600 |  | Roof Mount |  | Fixed | Behind Consumption Meter |  | No
installed | 19-0680-NMR | Myrna Mayor | 2019-03-08 | 2019-03-08 |  | 21 Wheeler Road | Calais | 5648 | Washington Electric Cooperative Inc. | Solar | 7.6 | KW | Yes | Yes Yes | Closed | Catamount Solar LLC | Canadian Solar | CS3U 355 | 28 | 355 | 9.94 | SolarEdge | SE7600 |  | Ground Mount |  | Fixed | Behind Consumption Meter |  | No
installed | 19-0694-NMR | Kingsbury Energy, LLC | 2019-03-11 | 2019-03-11 | 2019-04-13 | 320 Mad River Park | Waitsfield | 5673 | Washington Electric Cooperative Inc. | Solar | 120 | KW | Yes |  | Closed | Aegis Renewable Energy, Inc | Vikram Solar | Soliva SomeraVSMS.72.370.03.04 | 414 | 370 | 153.18 | SMA | STP Core 1 / STP 20000TL-30 |  | Roof Mount |  | Fixed | Generation Meter |  | Yes
installed | 19-0704-NMR | WC Sun 225 LLC | 2019-03-12 | 2019-03-12 | 2019-04-14 | 225 VT Rt. 14 S | East Montpelier | 5651 | Washington Electric Cooperative Inc. | Solar | 57.6 | KW | Yes |  | Closed | Norwich Solar Technologies | Hanawha Q-Cell | QPeak Duo L-GS-2 | 192 | 390 | 74.9 | SolarEdge | SE 14.4kUS |  | Roof Mount |  | Fixed | Generation Meter |  | Yes
installed | 19-0760-NMR | Seth Mullendore Anna Bourakovsky | 2019-03-18 | 2019-03-18 | 2019-04-04 | 963 East Hill Road | Plainfield | 5667 | Washington Electric Cooperative Inc. | Solar | 10 | KW | Yes |  | Closed | Catamount Solar LLC | Canadian Solar | CS3U 355W | 38 | 355 | 13.49 | SolarEdge | SE10000 |  | Roof Mount |  | Fixed | Behind Consumption Meter |  | No
installed | 19-0774-NMR | Michael Trupin | 2019-03-19 | 2019-03-19 | 2019-04-05 | 5378 Hollister Hill Road | Marshfield Village | 5658 | Washington Electric Cooperative Inc. | Solar | 6 | KW | Yes |  | Closed | SOLARTECH,INC | LG | LG335 N1-A5 | 20 | 335 | 6.7 | Solaredge | SE6000H-US |  | Roof Mount |  | Fixed | Behind Consumption Meter |  | No
installed | 19-0817-NMR | Michael LeVangie | 2019-03-22 | 2019-03-22 | 2019-04-09 | 1867 Cobb Road | Walden | 5873 | Washington Electric Cooperative Inc. | Solar | 7.6 | KW | Yes |  | Closed | Solar Communities | LG | LG Neon2 330 | 24 | 330 | 7.92 | SolarEdge | SE7600HUS |  | Roof Mount |  | Fixed | Behind Consumption Meter |  | No
installed | 19-0849-NMR | Heather Davis | 2019-03-26 | 2019-03-26 | 2019-04-12 | 1120 Nichols Pond Road | Hardwick | 5843 | Washington Electric Cooperative Inc. | Solar | 7.6 | KW | Yes |  | Closed | Solar Communities | LG | LG Neon2 330 | 24 | 330 | 7.92 | SolarEdge | SE7600HUS |  | Roof Mount |  | Fixed | Behind Consumption Meter |  | No
installed | 19-0882-NMR | Anne Labrusciano | 2019-03-28 | 2019-03-28 | 2019-04-16 | 5550 Hollister Hill RD | Marshfield Village | 5658 | Washington Electric Cooperative Inc. | Solar | 5.31 | KW | Yes |  | Closed | Michael Horowitz | Canadian Solar | CS6K-305MS | 18 | 305 | 5.5 | Enphase | IQ7 PLUS-72-2-US |  | Roof Mount |  | Fixed | Generation Meter |  | No
installed | 19-0903-NMR | Charles W Turnbaugh | 2019-04-01 | 2019-04-01 | 2019-04-18 | 27 Carrigan Road | Moretown | 5660 | Washington Electric Cooperative Inc. | Solar | 10 | KW | Yes |  | Closed | Solar Communities | LG | LG335N1C-A5 | 30 | 335 | 10.05 | SolarEdge | SE10000H |  | Ground Mount |  | Fixed | Behind Consumption Meter |  | No
installed | 19-0953-NMR | Sarah Porter | 2019-04-03 | 2019-04-03 | 2019-04-20 | 33 Blodgett Road | Marshfield Village | 5658 | Washington Electric Cooperative Inc. | Solar | 7.6 | KW | Yes |  | Closed | Solar Communities | LG | LG NeonR 365 | 21 | 365 | 7.67 | SolarEdge | SE7600HUS |  | Roof Mount |  | Fixed | Behind Consumption Meter |  | No
installed | 19-0995-NMR | William Mcmanis | 2019-04-09 | 2019-04-09 | 2019-04-26 | 146 French Road | Middlesex | 5602 | Washington Electric Cooperative Inc. | Solar | 11.4 | KW | Yes |  | Closed | Solar Communities | LG | LG Neon2 335 | 36 | 335 | 12.06 | SolarEdge | SE11400HUS |  | Ground Mount |  | Fixed | Behind Consumption Meter |  | No
installed | 19-1018-NMR | Nadya Beck | 2019-04-10 | 2019-04-10 | 2019-04-27 | 258 Hampshire Hill Road | Worcester | 5682 | Washington Electric Cooperative Inc. | Solar | 7.6 | KW | Yes |  | Closed | Solar Communities | Sun Power | SPR-360 | 24 | 360 | 8.64 | Solar Edge | SE7600HUS |  | Ground Mount |  | Fixed | Behind Consumption Meter |  | No
installed | 19-1031-NMR | Natale Misty Hilltop LLC | 2019-04-11 | 2019-04-11 | 2019-04-30 | 2206 Moretown Common Road | Moretown | 5660 | Washington Electric Cooperative Inc. | Solar | 14.7 | KW | Yes |  | Closed |  | Heliene | 72M-360 | 57 | 360 | 20.52 | SMA America | Sunny Boy 7.0 US & 7.7 US |  | Ground Mount |  | Fixed | Generation Meter |  | Yes
installed | 19-1072-NMR | David Carkeet Barbara Carkeet | 2019-04-16 | 2019-04-16 | 2019-05-03 | 418 Macey Rd. | Middlesex | 5682 | Washington Electric Cooperative Inc. | Solar | 10.62 | KW | Yes |  | Closed | Green Mountain Solar | LG | NeON2 | 36 | 335 | 12.06 | Enphase | IQ 7+ |  | Ground Mount |  | Fixed | Behind Consumption Meter |  | No
installed | 19-1083-NMR | Allen Clark Claudia Clark | 2019-04-16 | 2019-04-16 | 2019-05-03 | 2321 Lower Rd | Plainfield | 5641 | Washington Electric Cooperative Inc. | Solar | 7.6 | KW | Yes | Yes | Closed | Solar Communities | SunPower | SPR 327, SPR-X21-345 | 22 | 327 | 7.3 | SolarEdge | SE7600HUS |  | Roof Mount |  | Fixed | Behind Consumption Meter |  | No
installed | 19-1126-NMR | Sasha Emerson | 2019-04-22 | 2019-04-22 | 2019-05-09 | 901 Seyon Pond Road | Groton | 5046 | Washington Electric Cooperative Inc. | Solar | 5 | KW | Yes |  | Closed | Solar Communities Solar Communities | LG | LG 335N1C-A5 | 18 | 335 | 6.03 | SolarEdge | SE5000HUS |  | Roof Mount |  | Fixed | Behind Consumption Meter |  | No
installed | 19-1126-NMR | Sasha Emerson | 2019-04-22 | 2019-04-22 | 2019-05-09 | 901 Seyon Pond Road | Groton | 5046 | Washington Electric Cooperative Inc. | Solar | 7.6 | KW | Yes |  | Closed | Solar Communities Solar Communities | LG | LG 335N1C-A5 | 24 | 335 | 8.04 | SolarEdge | SE7600HUS |  | Roof Mount |  | Fixed | Behind Consumption Meter |  | No
installed | 19-1199-NMR | Francis Bowen | 2019-04-26 | 2019-04-26 | 05/14/19 05/14/19 | 4667 Noyestar Road | Walden | 5873 | Washington Electric Cooperative Inc. | Solar | 7.6 | KW | Yes |  | Closed |  | Mission Solar | 375 Silver Mono Perc Solar Pan | 24 | 375 | 9 | Solar Edge | 7.6 kW Hd-Wave SE7600H |  | Roof Mount |  | Fixed | Behind Consumption Meter |  | No
installed | 19-1215-NMR | Ross Mroczek | 2019-04-29 | 2019-04-29 | 05/16/19 05/16/19 | 70 Captain Kidd Rd | East Montpelier | 5651 | Washington Electric Cooperative Inc. | Solar | 10 | KW | Yes |  | Closed | Solar Communities | LG | Neon2 330 | 30 | 330 | 9.9 | SolarEdge | SE10000HUS |  | Ground Mount |  | Fixed | Behind Consumption Meter |  | No
installed | 19-1249-NMR | Daniel Braman | 2019-04-30 | 2019-04-30 | 05/17/19 05/17/19 | 61 Bacon Pl | Chelsea | 5038 | Washington Electric Cooperative Inc. | Solar | 7.6 | KW | Yes |  | Closed | O'Meara Solar LLC | Hanwha | QCELL 315W Q.Peak | 24 | 315 | 7.56 | SolarEdge | SE7600H |  | Roof Mount |  | Fixed | Behind Consumption Meter |  | Yes
installed | 19-1262-NMR | Anne Whiteley | 2019-04-30 | 2019-04-30 | 05/17/19 05/17/19 | 18 North Bear Swamp Road | Middlesex | 5602 | Washington Electric Cooperative Inc. | Solar | 10 | KW | Yes |  | Closed | Catamount Solar LLC | Hanwha | Q.Peak DUO G5 | 40 | 325 | 13 | SolarEdge | SE10000 |  | Roof Mount |  | Fixed | Behind Consumption Meter |  | No
installed | 19-1263-NMR | Mary Ramsrud | 2019-04-30 | 2019-04-30 | 05/17/19 05/17/19 | 1170 Goose Green Road | Vershire | 5079 | Washington Electric Cooperative Inc. | Solar | 10 | KW | Yes |  | Closed | Solaflect Energy | Axitec | AC-300M/60S | 32 | 300 | 9.6 | Fronius | Primo 5.0-1 x 2 |  | Ground Mount |  | 2-axis | Behind Consumption Meter |  | No
installed | 19-1301-NMR | Rita Ricketson | 2019-05-03 | 2019-05-03 | 05/21/19 05/21/19 | 323 SO Bear Swamp Rd | Middlesex | 5602 | Washington Electric Cooperative Inc. | Solar | 7.6 | KW | Yes |  | Closed | Solar Communities | SunPower | SPR327 | 24 | 327 | 7.85 | SolarEdge | SE7600HUS |  | Ground Mount |  | Fixed | Behind Consumption Meter |  | No
installed | 19-1601-NMR | Frank Keyser | 2019-05-28 | 2019-05-28 | 06/14/19 06/14/19 | 76 Holt Hill Rd. | Tunbridge | 5077 | Washington Electric Cooperative Inc. | Solar | 11.4 | KW | Yes |  | Closed | Integrity Energy Integrity Energy | QCells | QPeak Duo-G5 | 29 | 325 | 9.43 | Solaredge | SE11400H-US |  | Roof Mount |  | Fixed | Behind Consumption Meter |  | No
installed | 19-1601-NMR | Frank Keyser | 2019-05-28 | 2019-05-28 | 06/14/19 06/14/19 | 76 Holt Hill Rd. | Tunbridge | 5077 | Washington Electric Cooperative Inc. | Solar | 0 | KW | Yes |  | Closed | Integrity Energy Integrity Energy | CanadianSolar | CS3U-350PB-AG BIKU | 16 | 350 | 5.6 | Solaredge | SE-11400H-US |  | Roof Mount |  | Fixed | Behind Consumption Meter |  | No
installed | 19-1637-NMR | Charles Wanzer | 2019-05-30 | 2019-05-30 | 06/18/19 06/18/19 | 445 Kelton Road | East Montpelier | 5651 | Washington Electric Cooperative Inc. | Solar | 6 | KW | Yes |  | Closed | Catamount Solar LLC | Canadian Solar | CS3U 355 | 22 | 355 | 7.81 | SMA | SMA SB6.0-US |  | Ground Mount |  | Fixed | Behind Consumption Meter |  | No
installed | 19-1673-NMR | Andrew Hird | 2019-06-03 | 2019-06-03 | 06/20/19 06/20/19 | 1985 Winch Hill Road | Northfield | 5663 | Washington Electric Cooperative Inc. | Solar | 8.12 | KW | Yes |  | Closed |  | Mission Solar | 315 Mono PERC Solar Panel | 28 | 315 | 8.82 | Enphase | IQ7+ MicroInvertor |  | Roof Mount |  | Fixed | Behind Consumption Meter |  | No
installed | 19-1675-NMR | Peter Colgan | 2019-06-03 | 2019-06-03 | 06/20/19 06/20/19 | 1864 Airport Road | Fayston | 5660 | Washington Electric Cooperative Inc. | Solar | 10.62 | KW | Yes |  | Closed | Green Mountain Solar | LG | Neon2 | 36 | 365 | 13.14 | Enpahse | Envoy |  | Roof Mount |  | Fixed | Behind Consumption Meter |  | No
installed | 19-1704-NMR | Erik Zetterstrom | 2019-06-04 | 2019-06-04 | 06/21/19 06/21/19 | 395 Birch Street | Duxbury | 5676 | Washington Electric Cooperative Inc. | Solar | 10 | KW | Yes | Yes | Closed | Solar Communities | LG | LG335N1C-A5 | 29 | 335 | 9.89 | Solar Edge | SE-10000H-US |  | Roof Mount |  | Fixed | Behind Consumption Meter |  | No
installed | 19-1725-NMR | Janet Bryer | 2019-06-04 | 2019-06-04 | 06/21/19 06/21/19 | 217 Goodfellow Road | Groton | 5046 | Washington Electric Cooperative Inc. | Solar | 6 | KW | Yes |  | Closed | Solar Communities | LG | LG NeonR 365 | 20 | 365 | 7.3 | Solar Edge | SE6000H-US |  | Roof Mount |  | Fixed | Behind Consumption Meter |  | No
installed | 19-1752-NMR | Lisa Seaver | 2019-06-05 | 2019-06-05 | 06/22/19 06/22/19 | 1387 Flint Road | Williamstown | 5679 | Washington Electric Cooperative Inc. | Solar | 5 | KW | Yes |  | Closed | Solar Communities | LG | LG Neon2 335 | 18 | 335 | 6.03 | Solar Edge | SE5000H-US |  | Ground Mount |  | Fixed | Behind Consumption Meter |  | No
installed | 19-1762-NMR | Barry Kopecky | 2019-06-05 | 2019-06-05 | 06/22/19 06/22/19 | 1307 Laird Pond Road | Plainfield | 5667 | Washington Electric Cooperative Inc. | Solar | 5 | KW | Yes |  | Closed | Solar Communities | LG | LG Neon2 335 | 18 | 335 | 6.03 | Solar Edge | SE5000H-US |  | Ground Mount |  | Fixed | Behind Consumption Meter |  | No
installed | 19-1777-NMR | Geoffrey Hoots | 2019-06-05 | 2019-06-05 | 06/22/19 06/22/19 | 358 Hoots Drive | Corinth | 5039 | Washington Electric Cooperative Inc. | Solar | 5 | KW | Yes | Yes | Closed | Red Inc. | Canadian Solar | Csbk-300ms | 18 | 300 | 5.4 | Solaredge | SE 500-H-US |  | Ground Mount |  | Fixed | Behind Consumption Meter |  | No
installed | 19-1777-NMR | Geoffrey Hoots | 2019-06-05 | 2019-06-05 | 06/22/19 06/22/19 | 358 Hoots Drive | Corinth | 5039 | Washington Electric Cooperative Inc. | Solar | 5 | KW | Yes | Yes | Closed | Red Inc. | Canadian Solar | Cs6K-300 ms | 15 | 300 | 4.5 | Solaredge | SE 10000 H-US |  | Ground Mount |  | Fixed | Behind Consumption Meter |  | No
installed | 19-1903-NMR | Aric Brown | 2019-06-13 | 2019-06-13 | 07/2/19 07/2/19 | 32 Wood Road | Middlesex | 5682 | Washington Electric Cooperative Inc. | Solar | 11.4 | KW | Yes |  | Closed | Solar Communities | LG | LG Neon2 335 | 38 | 335 | 12.73 | Solar Edge | SE11400H-US |  | Roof Mount |  | Fixed | Behind Consumption Meter |  | No
installed | 19-1923-NMR | John Eardensohn | 2019-06-13 | 2019-06-13 | 07/2/19 07/2/19 | 459 Boyce Road | Fayston | 5673 | Washington Electric Cooperative Inc. | Solar | 5.9 | KW | Yes |  | Closed | Green Mountain Solar | Hanwah | Q-Cell | 20 | 325 | 6.5 | Enphase | Envoy |  | Ground Mount |  | 2-axis | Behind Consumption Meter |  | No
installed | 19-2056-NMR | Kathryn Matthews | 2019-06-19 | 2019-06-19 | 07/6/19 07/6/19 | 3884 Cabot Road | Cabot | 5647 | Washington Electric Cooperative Inc. | Solar | 10 | KW | Yes | Yes | Closed | Solar Communities | LG | LG Neon2 390 | 24 | 390 | 9.36 | Solar Edge | SE10000H |  | Ground Mount |  | Fixed | Behind Consumption Meter |  | No
installed | 19-2123-NMR | Kenneth Kupke | 2019-06-20 | 2019-06-20 | 07/9/19 07/9/19 | 96 Ben Dexter Road | Topsham | 5086 | Washington Electric Cooperative Inc. | Solar | 10 | KW | Yes |  | Closed | Solar Communities | LG | LG NeonR 365 | 30 | 365 | 10.95 | Solar Edge | SE10000H |  | Roof Mount |  | Fixed | Behind Consumption Meter |  | No
installed | 19-2124-NMR | Sarah Loveless | 2019-06-20 | 2019-06-20 | 07/9/19 07/9/19 | 240 Webster Road | Moretown | 5660 | Washington Electric Cooperative Inc. | Solar | 10 | KW | Yes |  | Closed | Solar Communities | LG | LG Neon2 335 | 30 | 335 | 10.05 | Solar Edge | SE10000H |  | Roof Mount |  | Fixed | Behind Consumption Meter |  | No
installed | 19-2141-NMR | Robert / Emily Small / Cayer | 2019-06-21 | 2019-06-21 | 07/11/19 07/11/19 | 154 Silver Road | Stannard | 5836 | Washington Electric Cooperative Inc. | Solar | 6.2 | KW | Yes | Yes | Closed | SOLARTECH,INC | LG | LG335 N1C-A5 | 21 | 335 | 7.04 | Enphase | IQ7+ |  | Roof Mount |  | Fixed | Behind Consumption Meter |  | No
installed | 19-2174-NMR | Stephen McGranaghan | 2019-06-21 | 2019-06-21 | 07/11/19 07/11/19 | 520 Stannard Mountain Road | Stannard | 5842 | Washington Electric Cooperative Inc. | Solar | 5.61 | KW | Yes |  | Closed | Green Mountain Solar | LG | Neon2 | 19 | 335 | 6.37 | Enphase | IQ 7+ |  | Roof Mount |  | Fixed | Behind Consumption Meter |  | No
installed | 19-2195-NMR | Durwood Collier | 2019-06-24 | 2019-06-24 | 07/12/19 07/12/19 | 1048 Hebert Road | Williamstown | 5679 | Washington Electric Cooperative Inc. | Solar | 15 | KW | Yes |  | Closed | Solar Communities | LG | LG Neon2 335 | 54 | 335 | 18.09 | Solar Edge | SE10000H-US, SE5000H-US |  | Ground Mount |  | Fixed | Behind Consumption Meter |  | No
installed | 19-2216-NMR | Charles Byron | 2019-06-24 | 2019-06-24 | 07/12/19 07/12/19 | 904 Green Bay Loop | Groton | 5046 | Washington Electric Cooperative Inc. | Solar | 10 | KW | Yes |  | Closed | Solar Communities, (DBA) SunCommon | LG | LG Neon2 335 | 36 | 335 | 12.06 | Solar Edge | SE10000H |  | Ground Mount |  | Fixed | Behind Consumption Meter |  | No
installed | 19-2230-NMR | Sorsha Anderson | 2019-06-24 | 2019-06-24 | 07/12/19 07/12/19 | 379 Center Road | Middlesex | 5602 | Washington Electric Cooperative Inc. | Solar | 7.6 | KW | Yes | Yes | Closed | Solar Communities, (DBA) SunCommon | LG | LG NeonR 365 | 21 | 365 | 7.67 | Solar Edge | SE7600H-US |  | Roof Mount |  | Fixed | Behind Consumption Meter |  | No
installed | 19-2236-NMR | Lawrence Miller | 2019-06-24 | 2019-06-24 | 07/12/19 07/12/19 | 1853 County Road | Montpelier | 5602 | Washington Electric Cooperative Inc. | Solar | 5 | KW | Yes |  | Closed | Solar Communities, (DBA) SunCommon | LG | LG Neon2 335 | 15 | 335 | 5.03 | Solar Edge | SE5000H-US |  | Roof Mount |  | Fixed | Behind Consumption Meter |  | No
installed | 19-2251-NMR | Bonnie Strout | 2019-06-24 | 2019-06-24 | 07/12/19 07/12/19 | 6195 VT Rt 113 | Vershire | 5079 | Washington Electric Cooperative Inc. | Solar | 5 | KW | Yes |  | Closed | Solaflect Energy | Axitec | AC-300M/60S | 16 | 300 | 4.8 | Fronius | Primo 5.0-1 |  | Ground Mount |  | 2-axis | Behind Consumption Meter |  | No
installed | 19-2255-NMR | Jack Johnson | 2019-06-24 | 2019-06-24 | 07/12/19 07/12/19 | 401 Brook Road | Chelsea | 5038 | Washington Electric Cooperative Inc. | Solar | 10 | KW | Yes |  | Closed | Solar Communities, (DBA) SunCommon | LG | LG Neon2 335 | 37 | 335 | 12.39 | Solar Edge | SE10000H |  | Roof Mount |  | Fixed | Behind Consumption Meter |  | Yes
installed | 19-2258-NMR | Drew Emory | 2019-06-24 | 2019-06-24 | 07/12/19 07/12/19 | 3733 VT Route 14 | Williamstown | 05679-9773 | Washington Electric Cooperative Inc. | Solar | 10 | KW | Yes |  | Closed | Solar Communities, (DBA) SunCommon | LG | LG Neon2 335 | 36 | 335 | 12.06 | Solar Edge | SE10000H |  | Ground Mount |  | Fixed | Behind Consumption Meter |  | No
installed | 19-2294-NMR | Russ Bennet | 2019-06-25 | 2019-06-25 | 07/12/19 07/12/19 | 2089 South Hill Road | Moretown | 5660 | Washington Electric Cooperative Inc. | Solar | 11.4 | KW | Yes |  | Closed | Solar Communities, (DBA) SunCommon | LG | LG Neon2 390 Bifacial | 36 | 390 | 14.04 | Solar Edge | SE11400AUS |  | Ground Mount |  | Fixed | Behind Consumption Meter |  | No
installed | 19-2305-NMR | Jennifer Jackson | 2019-06-25 | 2019-06-25 | 07/12/19 07/12/19 | 324 Homewilde Lane | Northfield | 5663 | Washington Electric Cooperative Inc. | Solar | 7.6 | KW | Yes |  | Closed | Solar Communities, (DBA) SunCommon | LG | LG Neon2 390 Bifacial | 21 | 390 | 8.19 | SolarEdge | SE7600HUS |  | Ground Mount |  | Fixed | Behind Consumption Meter |  | No
installed | 19-2324-NMR | Karl Bissex | 2019-06-25 | 2019-06-25 | 07/12/19 07/12/19 | 2832 E Hill Rd | Plainfield | 5667 | Washington Electric Cooperative Inc. | Solar | 7.6 | KW | Yes |  | Closed | Solar Communities, (DBA) SunCommon | LG | LG Neon2 335 | 24 | 335 | 8.04 | Solar Edge | SE7600H-US |  | Ground Mount |  | Fixed | Behind Consumption Meter |  | No
installed | 19-2331-NMR | Keith Bellairs | 2019-06-25 | 2019-06-25 | 07/12/19 07/12/19 | 983 Noyestar Road | Hardwick | 5843 | Washington Electric Cooperative Inc. | Solar | 7.6 | KW | Yes | Yes | Closed | Solar Communities, (DBA) SunCommon | LG | LG Neon2 335 | 28 | 335 | 9.38 | Solar Edge | SE7600H-US |  | Roof Mount |  | Fixed | Behind Consumption Meter |  | No
installed | 19-2387-NMR | Elizabeth Tarno | 2019-06-26 | 2019-06-26 | 07/12/19 07/12/19 | 115 Carrigan Rd | Moretown | 5660 | Washington Electric Cooperative Inc. | Solar | 7.6 | KW | Yes |  | Closed | Solar Communities, (DBA) SunCommon | LG | LG Neon2 335 | 24 | 335 | 8.04 | Solar Edge | SE7600H-US |  | Ground Mount |  | Fixed | Behind Consumption Meter |  | No
installed | 19-2389-NMR | Barbara Griffin Jonathan Griffin | 2019-06-26 | 2019-06-26 | 07/12/19 07/12/19 | 6000 Rte 113 | Vershire | 5079 | Washington Electric Cooperative Inc. | Solar | 10 | KW | No |  | Closed |  | Mission | MSE PERC 72 | 30 | 375 | 11.25 | SolarEdge | SE10000HUS |  | Ground Mount |  | Fixed | Behind Consumption Meter |  | Yes
installed | 19-2406-NMR | Eran Egozy | 2019-06-26 | 2019-06-26 | 07/12/19 07/12/19 | 917 Upper Harrington Hill | Walden | 5873 | Washington Electric Cooperative Inc. | Solar | 15 | KW | Yes |  | Closed |  | Twin Peak 2S72 Series | REC350TP2S72 | 54 | 350 | 18.9 | SMA Sunny Boy | 5.0-US |  | Ground Mount |  | Fixed | Behind Consumption Meter |  | No
installed | 19-2407-NMR | Karen Lancaster Larry Lancaster | 2019-06-26 | 2019-06-26 | 07/12/19 07/12/19 | 4720 Vermont Route 113 | Vershire | 5079 | Washington Electric Cooperative Inc. | Solar | 6 | KW | Yes |  | Closed | Solaflect Energy | LG | LG365Q1C-A5 | 16 | 365 | 5.84 | Fronius | Primo 6.0-1 |  | Ground Mount |  | 2-axis | Behind Consumption Meter |  | No
installed | 19-2437-NMR | Scott Beaudin | 2019-06-27 | 2019-06-27 | 07/15/19 07/15/19 | 67 Zdon Road | Middlesex | 5602 | Washington Electric Cooperative Inc. | Solar | 10 | KW | Yes | Yes | Closed | Solar Communities, (DBA) SunCommon | SunPower | SPR360 | 28 | 360 | 10.08 | SolarEdge | SE10000HUS |  | Roof Mount |  | Fixed | Behind Consumption Meter |  | No
installed | 19-2443-NMR | Kelly G Linda | 2019-06-27 | 2019-06-27 | 07/15/19 07/15/19 | 940 Twin Pond Rd | Brookfield | 5036 | Washington Electric Cooperative Inc. | Solar | 5 | KW | Yes |  | Closed |  | Hanwha | Q-Peak Du0 G5 325 | 16 | 325 | 5.2 | SolarEdge | HD Wave |  | Roof Mount |  | Fixed | Behind Consumption Meter |  | No
installed | 19-2460-NMR | Alan Celley | 2019-06-27 | 2019-06-27 | 07/15/19 07/15/19 | 4215 Noyestar Rd | Walden | 5836 | Washington Electric Cooperative Inc. | Solar | 10 | KW | Yes |  | Closed | Solar Communities, (DBA) SunCommon | LG | LG Neon2 335 | 36 | 335 | 12.06 | Solar Edge | SE10000H |  | Ground Mount |  | Fixed | Behind Consumption Meter |  | No
installed | 19-2490-NMR | Keith Brown | 2019-06-27 | 2019-06-27 | 07/15/19 07/15/19 | 16 Ira B Road | Worcester | 5682 | Washington Electric Cooperative Inc. | Solar | 6 | KW | Yes |  | Closed | All Earth Renewables | SunPower | SPR-320E-WHT-D | 24 | 320 | 7.68 | SMA | SB5000US |  | Ground Mount |  | 2-axis | Behind Consumption Meter |  | No
installed | 19-2521-NMR | Hal Elms | 2019-06-27 | 2019-06-27 | 07/15/19 07/15/19 | 307 North Bear Swamp Road | Middlesex | 5602 | Washington Electric Cooperative Inc. | Solar | 5.01 | KW | Yes |  | Closed | Green Mountain Solar | LG | Neon2 | 17 | 335 | 5.7 | Enphase | IQ 7+ |  | Roof Mount |  | Fixed | Behind Consumption Meter |  | No
installed | 19-2530-NMR | Carolyn Scoppetone | 2019-06-28 | 2019-06-28 | 07/16/19 07/16/19 | 133 French Rd | Middlesex | 5602 | Washington Electric Cooperative Inc. | Solar | 11.4 | KW | Yes |  | Closed | Solar Communities, (DBA) SunCommon | LG | LG Neon2 335 | 41 | 335 | 13.73 | Solar Edge | SE11400H-US |  | Roof Mount |  | Fixed | Behind Consumption Meter |  | No
installed | 19-2577-NMR | Alissa Smith | 2019-06-28 | 2019-06-28 | 07/16/19 07/16/19 | 1480 Powder Spring Rd | Groton | 05046-3763 | Washington Electric Cooperative Inc. | Solar | 5 | KW | Yes |  | Closed | Solar Communities, (DBA) SunCommon | LG | LG Neon2 335 | 18 | 335 | 6.03 | Solar Edge | SE5000H-US |  | Ground Mount |  | Fixed | Behind Consumption Meter |  | No
installed | 19-2579-NMR | Jacob Ryan Austin | 2019-06-28 | 2019-06-28 | 07/16/19 07/16/19 | 3242 Lower Road | Barre Town | 5641 | Washington Electric Cooperative Inc. | Solar | 10 | KW | Yes |  | Closed | Solar Communities, (DBA) SunCommon | LG | LG Neon2 335 | 36 | 335 | 12.06 | Solar Edge | SE10000H |  | Ground Mount |  | Fixed | Behind Consumption Meter |  | No
installed | 19-2596-NMR | Gordon Gatewood | 2019-06-28 | 2019-06-28 | 07/16/19 07/16/19 | 876 Gray Road | Plainfield | 5667 | Washington Electric Cooperative Inc. | Solar | 10 | KW | Yes |  | Closed | Solar Communities, (DBA) SunCommon | LG | LG Neon 2 335 | 31 | 335 | 10.39 | Solar Edge | SE10000H-US |  | Roof Mount |  | Fixed | Behind Consumption Meter |  | No
installed | 19-2625-NMR | Ahn Jacobson | 2019-06-28 | 2019-06-28 | 07/16/19 07/16/19 | 4517 Center Fayston Road | Moretown | 5660 | Washington Electric Cooperative Inc. | Solar | 13.6 | KW | Yes |  | Closed | Solar Communities, (DBA) SunCommon | LG | LG Neon2 335 | 50 | 335 | 16.75 | SolarEdge | SE6000HUS, SE7600HUS |  | Roof Mount |  | Fixed | Behind Consumption Meter |  | No
installed | 19-2636-NMR | Rhonda Pattberg | 2019-06-28 | 2019-06-28 | 07/16/19 07/16/19 | 139 Dwinell Lane | Corinth | 5040 | Washington Electric Cooperative Inc. | Solar | 6 | KW | Yes |  | Closed | Solaflect Energy | LG | LG365Q1C-A5 | 16 | 365 | 5.84 | Fronius | Primo 6.0-1 |  | Ground Mount |  | 2-axis | Behind Consumption Meter |  | No
installed | 19-2637-NMR | Robert Borowske | 2019-06-28 | 2019-06-28 | 07/16/19 07/16/19 | 21 Curtis Rd | Barre Town | 5641 | Washington Electric Cooperative Inc. | Solar | 3 | KW | Yes | Yes | Closed | Apex Solar Power | Panasonic | VBHN325SA16 | 10 | 325 | 3.25 | Solaredge | SE3000H-US |  | Roof Mount |  | Fixed | Behind Consumption Meter |  | No
installed | 19-2638-NMR | Daniel Guertin | 2019-06-28 | 2019-06-28 | 07/16/19 07/16/19 | 246 Rollie Day Road | Corinth | 5039 | Washington Electric Cooperative Inc. | Solar | 10 | KW | Yes |  | Closed | Solaflect Energy | Axitec | AC-300M/60S | 32 | 300 | 9.6 | Fronius | Primo 5.0-1 x 2 |  | Ground Mount |  | 2-axis | Behind Consumption Meter |  | No
installed | 19-2641-NMP | Novus Williamstown Solar, LLC | 2019-06-28 | 2019-09-30 | 2019-08-29 |  | Williamstown |  | Washington Electric Cooperative Inc. |  |  |  | Yes |  | Open
installed | 19-2641-NMP | Novus Williamstown Solar, LLC | 2019-06-28 | 2019-09-30 | 2019-08-29 |  | Williamstown |  | Washington Electric Cooperative Inc. | Solar | 150 | KW | Yes |  | Open | [9 empty] | Ground Mount
installed | 19-2652-NMR | David Pope | 2019-06-28 | 2019-06-28 | 07/16/19 07/16/19 | 2543 County Road | East Montpelier | 5602 | Washington Electric Cooperative Inc. | Solar | 14.46 | KW | Yes |  | Closed | Green Mountain Solar | LG | NeonR | 49 | 365 | 17.89 | Enphase | IQ 7+ |  | Roof Mount |  | Fixed | Behind Consumption Meter |  | No
installed | 19-2674-NMR | Stephanie Loeffler | 2019-06-28 | 2019-06-28 | 07/16/19 07/16/19 | 94 Odonnell Road | Chelsea | 5038 | Washington Electric Cooperative Inc. | Solar | 3.8 | KW | Yes |  | Closed | Catamount Solar LLC | Hanwha | BFR-G4.1 280W | 14 | 280 | 3.92 | SolarEdge | SE3800H-US |  | Roof Mount |  | Fixed | Behind Consumption Meter |  | Yes
installed | 19-2675-NMR | Robert Gil | 2019-06-28 | 2019-06-28 | 07/16/19 07/16/19 | 244 Honan Road | Moretown | 5660 | Washington Electric Cooperative Inc. | Solar | 7.6 | KW | Yes |  | Closed | Catamount Solar LLC | Hanwha | QPeak L-G4.2 365 | 24 | 365 | 8.76 | Solar Edge | SE7600H-US | Behind Consumption Meter | Roof Mount |  | Fixed | Behind Consumption Meter |  | No
installed | 19-2687-NMR | Brian Mohr | 2019-06-28 | 2019-06-28 | 07/16/19 07/16/19 | 514 Howes Rd. | Moretown | 5660 | Washington Electric Cooperative Inc. | Solar | 7.08 | KW | Yes |  | Closed |  | Hanwha | Q.PEAK DUO G5 330W | 24 | 330 | 7.92 | Enphase | IQ7 |  | Ground Mount |  | Fixed | Behind Consumption Meter |  | No
installed | 19-2707-NMR | Laura Morse | 2019-06-28 | 2019-06-28 | 07/16/19 07/16/19 | 830 Cherry Tree Hill Road | East Montpelier | 5651 | Washington Electric Cooperative Inc. | Solar | 10 | KW | Yes | Yes | Closed | Catamount Solar LLC | Hanwha | Q Peak Duo G5 | 27 | 325 | 8.78 | SolarEdge | SE10000 |  | Roof Mount |  | Fixed | Behind Consumption Meter |  | No
installed | 19-2743-NMR | Cathy Berry Bill Werley | 2019-06-28 | 2019-06-28 | 07/16/19 07/16/19 | 1138 East Hill Road | Brookfield | 5036 | Washington Electric Cooperative Inc. | Solar | 6.8 | KW | Yes | Yes | Closed | Catamount Solar LLC | Hanwha | Q Peak Duo G5 | 15 | 320 | 4.8 | Schneider | SW6848 |  | Roof Mount |  | Fixed | Behind Consumption Meter |  | No
installed | 19-2752-NMR | Sharon Cote | 2019-06-28 | 2019-06-28 | 07/16/19 07/16/19 | 3152 Cobb Hill | Moretown | 5660 | Washington Electric Cooperative Inc. | Solar | 10 | KW | Yes | Yes | Closed | Solar Communities, (DBA) SunCommon | LG | LG NeonR 365 | 33 | 365 | 12.05 | Solar Edge | SE10000H |  | Roof Mount |  | Fixed | Behind Consumption Meter |  | No
installed | 19-2799-NMR | Barbara Zander | 2019-07-01 | 2019-07-01 | 07/31/19 07/31/19 | 83 Bealine Drive | Groton | 5046 | Washington Electric Cooperative Inc. | Solar | 7.6 | KW | Yes | Yes | Closed | Building Energy | Mission Solar | MSE310SQ8T | 24 | 310 | 7.44 | Soleredge | SE7600H-US |  | Ground Mount |  | Fixed | Behind Consumption Meter |  | No
installed | 19-2812-NMR | Geoff Beyer | 2019-07-01 | 2019-07-01 | 07/17/19 07/17/19 | 200 Dillon Road | Montpelier | 5602 | Washington Electric Cooperative Inc. | Solar | 7.6 | KW | Yes |  | Closed | Catamount Solar LLC | Hanwha | Q Peak Duo G5 | 25 | 325 | 8.13 | SolarEdge | SE7600 |  | Roof Mount |  | Fixed | Behind Consumption Meter |  | No
installed | 19-2836-NMR | Philip Van Dusen | 2019-07-01 | 2019-07-01 | 07/17/19 07/17/19 | 95 Hoyt Hill Road | Tunbridge | 5077 | Washington Electric Cooperative Inc. | Solar | 10.91 | KW | Yes |  | Closed | Green Mountain Solar | LG | Neon2 | 37 | 335 | 12.39 | Enphase | IQ 7+ |  | Roof Mount |  | Fixed | Behind Consumption Meter |  | No
installed | 19-2845-NMR | Craig Oshkello | 2019-07-01 | 2019-07-01 | 07/17/19 07/17/19 | 110 Living Tree Lane | Moretown | 5660 | Washington Electric Cooperative Inc. | Solar | 7.2 | KW | No |  | Closed |  | Canadian Solar | CS6K-275M | 16 | 275 | 4.4 | Outback | VFXR3648 |  | Ground Mount |  | Fixed | Behind Consumption Meter |  | No
installed | 19-2895-NMR | Crystal Ryan | 2019-07-01 | 2019-07-01 | 07/17/19 07/17/19 | 4545 East Orange | Orange | 5086 | Washington Electric Cooperative Inc. | Solar | 8.85 | KW | Yes |  | Closed | Green Mountain Solar | LG | Neon2 | 30 | 335 | 10.05 | Enphase | IQ 7+ |  | Roof Mount |  | Fixed | Behind Consumption Meter |  | No
installed | 19-2904-NMR | Adrianna Boulanger | 2019-07-01 | 2019-07-01 | 07/17/19 07/17/19 | 1460 Durgin Hill Road | Vershire | 5079 | Washington Electric Cooperative Inc. | Solar | 7.5 | KW | Yes |  | Closed | Catamount Solar LLC | Hanwha | Q Peak Duo G5 | 20 | 325 | 6.5 | SolarEdge | SE7600 |  | Roof Mount |  | Fixed | Behind Consumption Meter |  | No
installed | 19-2990-NMR | Barry Kopecky | 2019-07-12 | 2019-07-12 | 07/29/19 07/29/19 | 1307 Laird Pond Rd | Plainfield | 5667 | Washington Electric Cooperative Inc. | Solar | 6 | KW | Yes | Yes | Closed | Solar Communities, (DBA) SunCommon | LG | LG Neon 2 335 | 18 | 335 | 6.03 | Solar Edge | SE6000H-US |  | Ground Mount |  | Fixed | Behind Consumption Meter |  | No
installed | 19-3162-NMR | Alissa Smith | 2019-08-01 | 2019-08-01 | 08/19/19 08/19/19 | 1480 Powder Spring Rd | Groton | 05046-3763 | Washington Electric Cooperative Inc. | Solar | 6 | KW | Yes | Yes | Closed | Solar Communities, (DBA) SunCommon | LG | LG335N1C-A5 | 18 | 335 | 6.03 | SolarEdge | SE 6000H-US |  | Ground Mount |  | Fixed | Behind Consumption Meter |  | No
installed | 19-3183-NMR | Ron Mercier | 2019-08-05 | 2019-08-05 | 08/21/19 08/21/19 | 476 Washington Rd | Williamstown | 5679 | Washington Electric Cooperative Inc. | Solar | 11.4 | KW | Yes |  | Closed | Apex Solar Power | Trina | TSM300DD05A.05(II) | 36 | 300 | 10.8 | Solaredge | SE11400H-US |  | Roof Mount |  | Fixed | Behind Consumption Meter |  | No
installed | 19-3215-NMR | Pat Cassidy John Bowmer | 2019-08-07 | 2019-08-07 | 08/23/19 08/23/19 | 510 White Hill Road | Washington | 5675 | Washington Electric Cooperative Inc. | Solar | 10 | KW | Yes |  | Closed | Catamount Solar LLC | Hanwha | Hanwha Q Peak DUO G5 | 16 | 325 | 5.2 | SolarEdge | SE10000 |  | Roof Mount |  | Fixed | Behind Consumption Meter |  | No
installed | 19-3218-NMR | Nicholas Spooner | 2019-08-08 | 2019-08-08 | 08/26/19 08/26/19 | 96 Topsham Road | Newbury Town | 5051 | Washington Electric Cooperative Inc. | Solar | 7.6 | KW | Yes |  | Closed | Catamount Solar LLC | Hanwha | Hanwha Q Peak DUO G5 | 14 | 325 | 4.55 | SolarEdge | SE7600 |  | Roof Mount |  | Fixed | Behind Consumption Meter |  | No
installed | 19-3305-NMR | Lisa LaPlante | 2019-08-20 | 2019-08-20 | 09/5/19 09/5/19 | 1300 N Calais Rd | Calais | 5650 | Washington Electric Cooperative Inc. | Solar | 3.8 | KW | Yes |  | Closed | Solar Communities, (DBA) SunCommon | LG | LG Neon2 335 | 12 | 335 | 4.02 | Solar Edge | SE3800H-US |  | Roof Mount |  | Fixed | Behind Consumption Meter |  | No
installed | 19-3319-NMR | Matthew Osanitsch | 2019-08-21 | 2019-08-21 | 09/6/19 09/6/19 | 244 Swift Rd | Newbury Town | 5051 | Washington Electric Cooperative Inc. | Solar | 7.6 | KW | Yes |  | Closed | O'Meara Solar LLC | Hanwha QCELL | QPEAK DUo 315W | 24 | 315 | 7.56 | SolarEdge | SE7600H |  | Roof Mount |  | Fixed | Behind Consumption Meter |  | Yes
installed | 19-3373-NMR | David Hooke | 2019-08-28 | 2019-08-28 | 09/13/19 09/13/19 | 288 North Road | Vershire | 5079 | Washington Electric Cooperative Inc. | Solar | 10 | KW | Yes | Yes | Closed | Catamount Solar LLC | REC | REC TwinPeak | 20 | 340 | 6.8 | SolarEdge | SE10000 |  | Roof Mount |  | Fixed | Behind Consumption Meter |  | Yes
installed | 19-3409-NMR | Russ Bennett | 2019-08-30 | 2019-08-30 | 09/17/19 09/17/19 | 2089 South Hill Road | Moretown | 5660 | Washington Electric Cooperative Inc. | Solar | 13.6 | KW | Yes | Yes | Closed | Solar Communities, (DBA) SunCommon | LG | LG Neon2 390 Bifacial | 42 | 390 | 16.38 | SolarEdge | SE7600 H-US, SE6000 H-US |  | Ground Mount |  | Fixed | Behind Consumption Meter |  | No
installed | 19-3415-NM | Cable Holdco Exchange III, LLC | 2019-09-03 | 2019-10-09 |  | 88 Tower Road | Derby | 5829 | Vermont Electric Cooperative Inc. | Solar | 30 | KW | Yes |  | Closed | Smith & McClain, Inc. | Jinko | JKM-365-72 | 78 | 365 | 28.47 | Fronius | Primo-15.0 | A lockable disconnect will be located on the side of the building next to the array, adjacent to the new PV production meter. | Ground Mount |  | Fixed | Behind Consumption Meter | VEC Meter # 83424785, load is in the building on site. 100% of generation will be used on site, since this is not a group net metered system. | No
installed | 19-3417-NMR | Alan Liptak | 2019-09-03 | 2019-09-03 | 09/18/19 09/18/19 | 4500 Moretown Mountain Road | Moretown | 5660 | Washington Electric Cooperative Inc. | Solar | 4.13 | KW | Yes |  | Closed | Green Mountain Solar | Hanwha | Q-Cell | 14 | 380 | 5.32 | Enphase | IQ7+ |  | Ground Mount |  | Fixed | Behind Consumption Meter |  | No
installed | 19-3452-NMR | William I Miller Jr | 2019-09-06 | 2019-09-06 | 09/23/19 09/23/19 | 51 Pepper Road | Chelsea | 5038 | Washington Electric Cooperative Inc. | Solar | 10 | KW | Yes |  | Closed | Solar Communities, (DBA) SunCommon | LG | LG NEONR 365 | 30 | 365 | 10.95 | SolarEdge | SE10000H |  | Roof Mount |  | Fixed | Behind Consumption Meter |  | No
installed | 19-3497-NMR | Eric Ryea Donna Smyers | 2019-09-11 | 2019-09-11 | 09/26/19 09/26/19 | 1171 Haggett Road | Calais | 5640 | Washington Electric Cooperative Inc. | Solar | 7.6 | KW | Yes |  | Closed | Catamount Solar | Hanwah | Hanwha Q Peak DUO G5 | 26 | 325 | 8.45 | SolarEdge | SE7600 |  | Roof Mount |  | Fixed | Behind Consumption Meter |  | No
installed | 19-3602-NMR | Mary P Murphy | 2019-09-24 | 2019-09-24 | 10/9/19 10/9/19 | 662 Gray Road | Plainfield | 5667 | Washington Electric Cooperative Inc. | Solar | 5 | KW | Yes |  | Closed | Solar Communities, (DBA) SunCommon | LG | LG Neon2 335 | 15 | 335 | 5.03 | SolarEdge | SE5000 H-US |  | Roof Mount |  | Fixed | Behind Consumption Meter |  | No
installed | 19-3669-NMR | Chris Theroux | 2019-09-26 | 2019-09-26 | 10/11/19 10/11/19 | 253 Culver Hill Road | Middlesex | 5602 | Washington Electric Cooperative Inc. | Solar | 7.97 | KW | Yes |  | Closed | Green Mountain Solar | LG | NeonR | 27 | 365 | 9.86 | Enphase | IQ 7+ |  | Roof Mount |  | Fixed | Behind Consumption Meter |  | No
installed | 19-3680-NMR | Matthew Williams | 2019-09-27 | 2019-09-27 | 10/17/19 10/17/19 | 93 Howes Road | Moretown | 5660 | Washington Electric Cooperative Inc. | Solar | 6 | KW | Yes |  | Closed | Solar Communities, (DBA) SunCommon | LG | LG 335N1C-A5 | 21 | 335 | 7.04 | SolarEdge | SE 6000H-US |  | Roof Mount |  | Fixed | Behind Consumption Meter |  | No
installed | 19-3681-NMR | Jo Mackenzie | 2019-09-27 | 2019-09-27 | 10/14/19 10/14/19 | 1573 Lightening Ridge Road | Calais | 5640 | Washington Electric Cooperative Inc. | Solar | 10 | KW | Yes |  | Closed | Solar Communities, (DBA) SunCommon | LG | LG NeonR 370 | 25 | 370 | 9.25 | SolarEdge | SE10000H |  | Roof Mount |  | Fixed | Behind Consumption Meter |  | No
installed | 19-3742-NMR | Desiree Santos Hallock | 2019-10-02 | 2019-10-02 | 10/17/19 10/17/19 | 286 Moretown Heights | Moretown | 5660 | Washington Electric Cooperative Inc. | Solar | 6 | KW | Yes |  | Closed | Solar Communities, (DBA) SunCommon | LG | LG NeonR 370 | 20 | 370 | 7.4 | SolarEdge | SE 6000H-US |  | Roof Mount |  | Fixed | Behind Consumption Meter |  | No
installed | 19-3753-NMR | Bill Woodward | 2019-10-02 | 2019-10-02 | 10/17/19 10/17/19 | 39 Spencer Rd | Orange | 5641 | Washington Electric Cooperative Inc. | Solar | 10 | KW | Yes |  | Closed | Solar Communities, (DBA) SunCommon | LG | LG Neon2 335 | 30 | 335 | 10.05 | SolarEdge | SE10000H |  | Ground Mount |  | Fixed | Behind Consumption Meter |  | No
installed | 19-3790-NMR | Courtney Brockett | 2019-10-07 | 2019-10-07 | 10/22/19 10/22/19 | 42 Mary White road | Tunbridge | 5038 | Washington Electric Cooperative Inc. | Solar | 6 | KW | Yes |  | Closed | Solaflect Energy | LG | LG370Q1C-V5 | 16 | 370 | 5.92 | Fronius | Primo 6.0-1 |  | Ground Mount |  | 2-axis | Behind Consumption Meter |  | No
installed | 19-3805-NMR | Ernest E. Kennison | 2019-10-08 | 2019-10-08 | 10/23/19 10/23/19 | 2904 Route 12a | Northfield | 5663 | Washington Electric Cooperative Inc. | Solar | 6 | KW | Yes |  | Closed | Solar Communities, (DBA) SunCommon | LG | LG Neon2 350 | 20 | 350 | 7 | SolarEdge | SE6000 H-US |  | Roof Mount |  | Fixed | Behind Consumption Meter |  | No
installed | 19-3827-NMR | Timothy Claflin | 2019-10-10 | 2019-10-10 | 10/25/19 10/25/19 | 384 Mountain View Drive | Williamstown | 5679 | Washington Electric Cooperative Inc. | Solar | 7.6 | KW | Yes | Yes | Closed | Solar Communities, (DBA) SunCommon | LG | LG Neon2 350 | 25 | 350 | 8.75 | SolarEdge | SE 7600H-US |  | Roof Mount |  | Fixed | Behind Consumption Meter |  | No
installed | 19-3833-NMR | Jessie Alfarone | 2019-10-10 | 2019-10-10 | 10/25/19 10/25/19 | 107 E Bear Swamp Road | Middlesex | 5602 | Washington Electric Cooperative Inc. | Solar | 10 | KW | Yes |  | Closed | Catamount Solar | Hanwha | Hanwha Q Peak DUO G5 395 | 18 | 395 | 7.11 | SolarEdge | SE10000 |  | Ground Mount |  | Fixed | Behind Consumption Meter |  | No
installed | 19-3901-NMR | Anne Unangst | 2019-10-16 | 2019-10-16 | 10/31/19 10/31/19 | 46 Dragonfly Lane | Calais | 5648 | Washington Electric Cooperative Inc. | Solar | 7.6 | KW | Yes |  | Closed | Solar Communities, (DBA) SunCommon | LG | LG Neon2 335 | 27 | 335 | 9.04 | SolarEdge | SE7600 H-US |  | Roof Mount |  | Fixed | Behind Consumption Meter |  | No
installed | 19-3920-NMR | Eric Silvers | 2019-10-17 | 2019-10-17 | 11/1/19 11/1/19 | 434 Macey Road | Middlesex | 5682 | Washington Electric Cooperative Inc. | Solar | 13.57 | KW | Yes |  | Closed | Green Mountain Solar | LG | Neon2 | 46 | 350 | 16.1 | Enphase | IQ 7+ |  | Roof Mount |  | Fixed | Behind Consumption Meter |  | No
installed | 19-3938-NMR | Timothy Ayer | 2019-10-18 | 2019-10-18 | 11/19/19 11/19/19 | 101 Zdon Road | Middlesex | 5602 | Washington Electric Cooperative Inc. | Solar | 20 | KW | Yes |  | Closed | Solar Communities, (DBA) SunCommon | LG | LG Neon2 335 | 57 | 335 | 19.09 | SolarEdge | SE-10000H, SE-10000H |  | Roof Mount |  | Fixed | Behind Consumption Meter |  | No
installed | 19-3942-NMR | James Scott Stone | 2019-10-21 | 2019-10-21 | 11/5/19 11/5/19 | 170 Putnam Road | East Montpelier | 5651 | Washington Electric Cooperative Inc. | Solar | 14.75 | KW | Yes |  | Closed | Michael Horowitz | Trina | TSM-DD05H.05-310BOB | 50 | 310 | 15.5 | Enphase | IQ7PLUS-72-2-US |  | Roof Mount |  | Fixed | Behind Consumption Meter |  | No
installed | 19-3953-NMR | Elliot Burg | 2019-10-21 | 2019-10-21 | 11/5/19 11/5/19 | 107 N Bear Swamp Road | Middlesex | 5682 | Washington Electric Cooperative Inc. | Solar | 7.6 | KW | Yes |  | Closed | Solar Communities, (DBA) SunCommon | LG | LG Neon2 335 | 24 | 335 | 8.04 | SolarEdge | SE7600 H-US |  | Ground Mount |  | Fixed | Behind Consumption Meter |  | No
installed | 19-4388-NMR | Laura Babineau | 2019-10-29 | 2019-10-29 | 11/14/19 11/14/19 | 1416 Hill Farm Rd | Washington | 5675 | Washington Electric Cooperative Inc. | Solar | 7.6 | KW | Yes |  | Closed | Tesla Energy | SolarCity Standard | SC315B2 | 26 | 315 | 8.19 | SOLAREDGE | SE7600H-US000SNU2 |  | Roof Mount |  | Fixed | Behind Consumption Meter |  | No
installed | 19-4407-NMR | Susan Pelkey Smith Dwaine Pelkey Smith | 2019-10-30 | 2019-10-30 | 11/15/19 11/15/19 | 119 Spoor Road | Groton | 5046 | Washington Electric Cooperative Inc. | Solar | 7.6 | KW | Yes | Yes | Closed | Solar Communities, (DBA) SunCommon Solar Communities, (DBA) SunCommon | SunPower | SPR-320 | 25 | 320 | 8 | SolarEdge | SE7600HUS |  | Roof Mount |  | Fixed | Behind Consumption Meter |  | No
installed | 19-4407-NMR | Susan Pelkey Smith Dwaine Pelkey Smith | 2019-10-30 | 2019-10-30 | 11/15/19 11/15/19 | 119 Spoor Road | Groton | 5046 | Washington Electric Cooperative Inc. | Solar | 3 | KW | Yes | Yes | Closed | Solar Communities, (DBA) SunCommon Solar Communities, (DBA) SunCommon | SunPower | SPR-320 | 9 | 320 | 2.88 | SolarEdge | SE3000 H-US |  | Roof Mount |  | Fixed | Behind Consumption Meter |  | No
installed | 19-4415-NMR | Peter Clark | 2019-10-30 | 2019-10-30 | 11/15/19 11/15/19 | 1928 Bayley-Hazen Road | Walden | 5873 | Washington Electric Cooperative Inc. | Solar | 6 | KW | Yes |  | Closed | Solartech | LG | LG350N1C-V5 | 18 | 350 | 6.3 | Solaredge | SE6000HD-US |  | Roof Mount |  | Fixed | Behind Consumption Meter |  | No
installed | 19-4490-NMR | Keith Clark | 2019-11-05 | 2019-11-05 | 11/21/19 11/21/19 | 115 Riddle Road | Williamstown | 5679 | Washington Electric Cooperative Inc. | Solar | 11.4 | KW | Yes | Yes | Closed | Solar Communities, (DBA) SunCommon | LG | LG Neon2 350 | 34 | 350 | 11.9 | SolarEdge | SE11400 H-US |  | Roof Mount |  | Fixed | Behind Consumption Meter |  | No
installed | 19-4547-NMR | Dina Lehrer | 2019-11-12 | 2019-11-12 | 11/27/19 11/27/19 | 118 Dragonfly Lane | Calais | 5648 | Washington Electric Cooperative Inc. | Solar | 10 | KW | Yes | Yes | Closed | Solar Communities, (DBA) SunCommon | LG | LG Neon2 400 Bifacial | 24 | 400 | 9.6 | SolarEdge | SE10000H |  | Ground Mount |  | Fixed | Behind Consumption Meter |  | No
installed | 19-4564-NMR | Edward Neas | 2019-11-13 | 2019-11-13 | 11/29/19 11/29/19 | 693 Woods Rd | Brookfield | 5036 | Washington Electric Cooperative Inc. | Solar | 7.8 | KW | Yes | Yes | Closed |  | Jinko | JKM410M-72HL-V | 24 | 410 | 9.8 | ENPHASE | IQ7+ | Behind Consumption Meter | Ground Mount |  | Fixed | Behind Consumption Meter |  | No
installed | 19-4703-NMR | Cathy Partlow | 2019-11-25 | 2019-11-25 | 12/17/19 12/17/19 | 899 Cruickshank Road | Roxbury | 5663 | Washington Electric Cooperative Inc. | Solar | 7.6 | KW | Yes |  | Closed | Catamount Solar | Hanwha | Hanwha Q Peak DUO G5 395 | 20 | 395 | 7.9 | SolarEdge | SE7600 |  | Roof Mount |  | Fixed | Behind Consumption Meter |  | Yes
installed | 19-4880-NMR | Edward & Alexandra Hutchinson & Thayer | 2019-12-13 | 2019-12-13 | 12/31/19 12/31/19 | 2053 East Hill Road | Plainfield | 5667 | Washington Electric Cooperative Inc. | Solar | 6 | KW | Yes | Yes | Closed | Go Solar New England | Schott | Poly 230 | 24 | 230 | 5.52 | SMA | Sunny Boy SMA 6000 US |  | Ground Mount |  | Fixed | Behind Consumption Meter |  | No
installed | 19-4880-NMR | Edward & Alexandra Hutchinson & Thayer | 2019-12-13 | 2019-12-13 | 12/31/19 12/31/19 | 2053 East Hill Road | Plainfield | 5667 | Washington Electric Cooperative Inc. | Solar | 4.06 | KW | Yes | Yes | Closed | Go Solar New England | Hanwha Q CELLS America, Inc. | Q.PEAK DUO L-G5 395 | 14 | 395 | 5.53 | ENPHASE | IQ 7 + |  | Roof Mount |  | Fixed | Behind Consumption Meter |  | No
installed | 19-4897-NMR | Jared Thomas | 2019-12-17 | 2019-12-17 | 01/3/20 01/3/20 | 259 Apple Hill Road | Calais | 5648 | Washington Electric Cooperative Inc. | Solar | 5 | KW | Yes |  | Closed | Solar Communities, (DBA) SunCommon | LG | LG Neon2 350 | 17 | 350 | 5.95 | SolarEdge | SE5000 H-US |  | Roof Mount |  | Fixed | Behind Consumption Meter |  | No
| 20-0001-NMR | Reva Seybolt | 2020-01-02 | 2020-01-02 | 01/17/20 01/17/20 | 9788 VT Route 113 | Vershire | 5079 | Washington Electric Cooperative Inc. | Solar | 6 | KW | Yes |  | Closed |  | Solar World | 285 | 24 | 285 | 6.84 | SMA | SB6000 tl |  | Roof Mount |  | Fixed | Behind Consumption Meter |  | No
| 20-0010-NMR | Paul Otenti | 2020-01-03 | 2020-01-03 | 01/21/20 01/21/20 | 150 Zdon Road | Middlesex | 5602 | Washington Electric Cooperative Inc. | Solar | 7.6 | KW | Yes |  | Closed | Solar Communities, (DBA) SunCommon | LG | LG Neon2 350 | 27 | 350 | 9.45 | SolarEdge | SE7600 H-US |  | Roof Mount |  | Fixed | Behind Consumption Meter |  | No
| 20-0105-NMR | Deborah DeAlmeida | 2020-01-14 | 2020-01-14 | 01/30/20 01/30/20 | 5299 Chelsea Rd | Corinth | 05039-9602 | Washington Electric Cooperative Inc. | Solar | 6 | KW | Yes | Yes | Closed | Solar Communities, (DBA) SunCommon | LG | LG Neon2 350 | 18 | 350 | 6.3 | SolarEdge | SE 6000H-US |  | Ground Mount |  | Fixed | Behind Consumption Meter |  | No
| 20-0107-NMR | Nancy Farrell | 2020-01-14 | 2020-01-14 | 01/30/20 01/30/20 | 491 Center Road | Middlesex | 5602 | Washington Electric Cooperative Inc. | Solar | 3.8 | KW | Yes |  | Closed | Solar Communities, (DBA) SunCommon | LG | LG Neon2 350 | 12 | 350 | 4.2 | SolarEdge | SE3800 H-US |  | Ground Mount |  | Fixed | Behind Consumption Meter |  | No
| 20-0126-NMR | Dee Jai Cowles | 2020-01-16 | 2020-01-16 | 02/3/20 02/3/20 | 888 Stevens Brook Rd | Moretown | 5602 | Washington Electric Cooperative Inc. | Solar | 11.4 | KW | Yes |  | Closed | Solar Communities, (DBA) SunCommon | LG | LG Neon2 350 | 36 | 350 | 12.6 | SolarEdge | SE11400 H-US |  | Ground Mount |  | Fixed | Behind Consumption Meter |  | No
| 20-0180-NMR | Dean Zoecklein | 2020-01-22 | 2020-01-22 | 02/6/20 02/6/20 | 240 Smith Road | Fayston | 5660 | Washington Electric Cooperative Inc. | Solar | 6.6 | KW | Yes |  | Closed |  | LG | L320WK | 20 | 320 | 6.4 | ENPHASE | IQ6-60-2-US |  | Roof Mount |  | Fixed | Generation Meter |  | No
| 20-0193-NMR | Friedrich Gross | 2020-01-23 | 2020-01-23 | 02/7/20 02/7/20 | 78 Kallberg Dr. | Corinth | 5039 | Washington Electric Cooperative Inc. | Solar | 15 | KW | Yes |  | Closed |  | GCL | M6/72H375 | 34 | 375 | 12.75 | Fronius Primo | 15.0-1 |  | Ground Mount |  | Fixed | Behind Consumption Meter |  | No
| 20-0372-NMR | David Hill-Eubanks | 2020-02-07 | 2020-02-07 | 02/25/20 02/25/20 | 2364 Route 12A | Northfield | 5663 | Washington Electric Cooperative Inc. | Solar | 10 | KW | Yes |  | Closed | DC Energy Innovations, Inc. | Hanwah Qcells | Q.Peak Duo 325 G7 | 32 | 325 | 10.4 | Solaredge | SE10000H-US |  | Ground Mount |  | Fixed | Behind Consumption Meter |  | No
| 20-0419-NMR | Chris Pratt | 2020-02-14 | 2020-02-14 | 03/4/20 03/4/20 | 386 Johnson Road | East Montpelier | 5651 | Washington Electric Cooperative Inc. | Solar | 7.6 | KW | Yes |  | Closed | Catamount Solar | Hanwha | Hanwha Q Peak DUO 325 | 20 | 325 | 6.5 | SolarEdge | SE7600 |  | Roof Mount |  | Fixed | Behind Consumption Meter |  | No
| 20-0497-NMR | Susannah Blachly | 2020-02-24 | 2020-02-24 | 03/11/20 03/11/20 | 184 Fowler Road | Calais | 5640 | Washington Electric Cooperative Inc. | Solar | 6 | KW | Yes |  | Closed | Solar Communities, (DBA) SunCommon | LG | LG Neon2 350 | 18 | 350 | 6.3 | SolarEdge | SE6000 H-US |  | Ground Mount |  | Fixed | Behind Consumption Meter |  | No
| 20-0530-NMR | Jennifer Lindert | 2020-02-27 | 2020-02-27 | 03/16/20 03/16/20 | 3330 Upper Road | Plainfield | 05667-9650 | Washington Electric Cooperative Inc. | Solar | 10 | KW | Yes |  | Closed | Solar Communities, (DBA) SunCommon | LG | LG Neon2 350 | 30 | 350 | 10.5 | SolarEdge | SE10000H |  | Roof Mount |  | Fixed | Behind Consumption Meter |  | No
| 20-0564-NMR | John B Hilferty | 2020-02-28 | 2020-02-28 | 03/17/20 03/17/20 | 265 Tower Road | Williamstown | 5679 | Washington Electric Cooperative Inc. | Solar | 7.6 | KW | Yes |  | Closed | Solar Communities, (DBA) SunCommon | LG | LG Neon2 350 | 22 | 350 | 7.7 | SolarEdge | SE7600 H-US |  | Roof Mount |  | Fixed | Behind Consumption Meter |  | No
| 20-0565-NMR | Doug Kievit-Kylar | 2020-02-28 | 2020-02-28 |  | 860 Brazier Road | East Montpelier | 5651 | Washington Electric Cooperative Inc. | Solar | 3.8 | KW | Yes |  | Closed | Solar Communities, (DBA) SunCommon | LG | LG Neon2 350 | 12 | 350 | 4.2 | SolarEdge | SE3800 H-US |  | Roof Mount |  | Fixed | Behind Consumption Meter |  | No
| 20-0574-NMR | Doug Kievit-Kylar | 2020-03-02 | 2020-03-02 | 03/18/20 03/18/20 | 860 Brazier Road | East Montpelier | 5651 | Washington Electric Cooperative Inc. | Solar | 3 | KW | Yes | Yes | Closed | Solar Communities, (DBA) SunCommon Solar Communities, (DBA) SunCommon | Sanyo | Hip-195BA3 | 15 | 195 | 2.93 | SMA America | SB 3000 US |  | Roof Mount |  | Fixed | Behind Consumption Meter |  | No
| 20-0574-NMR | Doug Kievit-Kylar | 2020-03-02 | 2020-03-02 | 03/18/20 03/18/20 | 860 Brazier Road | East Montpelier | 5651 | Washington Electric Cooperative Inc. | Solar | 3.8 | KW | Yes | Yes | Closed | Solar Communities, (DBA) SunCommon Solar Communities, (DBA) SunCommon | LG | LG Neon2 350 | 12 | 350 | 4.2 | SolarEdge | SE3800 H-US |  | Roof Mount |  | Fixed | Behind Consumption Meter |  | No
| 20-0588-NMR | Kenneth Kupke | 2020-03-04 | 2020-03-04 | 03/19/20 03/19/20 | 96 Ben Dexter Road | Topsham | 5086 | Washington Electric Cooperative Inc. | Solar | 11.4 | KW | Yes | Yes | Closed | Solar Communities, (DBA) SunCommon | LG | LG Neon2 350 | 36 | 350 | 12.6 | SolarEdge | SE 11400H-US |  | Ground Mount |  | Fixed | Behind Consumption Meter |  | No
| 20-0626-NMR | J Rob Borowske | 2020-03-09 | 2020-03-09 | 03/24/20 03/24/20 | 21 Curtis Rd | Barre Town | 5641 | Washington Electric Cooperative Inc. | Solar | 5 | KW | Yes | Yes | Closed | Apex Solar Power | PANASONIC | VBHN325SA16 | 15 | 325 | 4.88 | SOLAREDGE | SE5000H-US |  | Roof Mount |  | Fixed | Behind Consumption Meter |  | No
| 20-0642-NMR | Nick Jasset | 2020-03-11 | 2020-03-11 | 03/26/20 03/26/20 | 125 Button Hill Rd | Tunbridge | 5077 | Washington Electric Cooperative Inc. | Solar | 6 | KW | Yes |  | Closed | Integrity Energy | Qcell | QPeak Duo G5 320 | 20 | 320 | 6.4 | Solaredge | SE6000H-US |  | Roof Mount |  | Fixed | Behind Consumption Meter |  | No
| 20-0696-NMR | Robert Hilferty | 2020-03-16 | 2020-03-16 | 03/31/20 03/31/20 | 260 Tower Road | Williamstown | 5679 | Washington Electric Cooperative Inc. | Solar | 3 | KW | Yes |  | Closed | Solar Communities, (DBA) SunCommon | LG | LG Neon2 350 | 10 | 350 | 3.5 | SolarEdge | SE3000 H-US |  | Roof Mount |  | Fixed | Behind Consumption Meter |  | No
| 20-0727-NMR | Aaron Weed | 2020-03-18 | 2020-03-18 | 04/2/20 04/2/20 | 74 Foundry Road | Tunbridge | 5077 | Washington Electric Cooperative Inc. | Solar | 7.6 | KW | Yes |  | Closed | Solar Communities, (DBA) SunCommon | LG | LG Neon2 350 | 22 | 350 | 7.7 | SolarEdge | SE7600 H-US |  | Roof Mount |  | Fixed | Behind Consumption Meter |  | No
| 20-0732-NMR | Missy Ehrgood | 2020-03-18 | 2020-03-18 | 04/2/20 04/2/20 | 50 Pond View Lane | Groton | 05046-3296 | Washington Electric Cooperative Inc. | Solar | 7.6 | KW | Yes |  | Closed | Solar Communities, (DBA) SunCommon | LG | LG Neon2 350 | 28 | 350 | 9.8 | SolarEdge | SE7600 H-US |  | Roof Mount |  | Fixed | Behind Consumption Meter |  | No
| 20-0806-NMR | Olana Mangine | 2020-03-26 | 2020-03-26 | 04/10/20 04/10/20 | 368 Chelsea Road | Williamstown | 5679 | Washington Electric Cooperative Inc. | Solar | 7.6 | KW | Yes |  | Closed | Solar Communities, (DBA) SunCommon | LG | LG Neon2 350 | 28 | 350 | 9.8 | SolarEdge | SE7600 H-US |  | Roof Mount |  | Fixed | Behind Consumption Meter |  | No
| 20-0807-NMR | Mark Johnson | 2020-03-26 | 2020-03-26 | 04/10/20 04/10/20 | 273 Minister Brook Road | Worcester | 5682 | Washington Electric Cooperative Inc. | Solar | 7.6 | KW | Yes |  | Closed | Solar Communities, (DBA) SunCommon | LG | LG Neon2 350 | 28 | 350 | 9.8 | SolarEdge | SE7600 H-US |  | Roof Mount |  | Fixed | Behind Consumption Meter |  | No
| 20-0881-NMR | Jarret Jackson | 2020-04-06 | 2020-04-06 | 04/21/20 04/21/20 | 64 Bellemore Rd. | Northfield | 5663 | Washington Electric Cooperative Inc. | Solar | 15 | KW | Yes |  | Closed | SunCommon | LG | LG Neon2 350 | 48 | 350 | 16.8 | Solar Edge | (1) SE10000H, (1) SE500H |  | Ground Mount |  | Fixed | Behind Consumption Meter |  | No
| 20-0883-NMR | Jarret Jackson | 2020-04-06 | 2020-04-06 |  | 64 Bellemore Rd. | Northfield | 5663 | Washington Electric Cooperative Inc. | Solar | 15 | KW | Yes |  | Closed | SunCommon | LG | LG Neon2 350 | 48 | 350 | 16.8 | Solar Edge | (1) SE10000H (1) SE5000H |  | Ground Mount |  | Fixed | Behind Consumption Meter |  | No
| 20-0918-NMR | Sarah Lyda | 2020-04-10 | 2020-04-10 |  | 655 Doyle Rd | Washington | 5675 | Washington Electric Cooperative Inc. | Solar | 12 | KW | Yes | Yes | Closed |  | LG Electronics | LG375Q1C-V5 | 36 | 375 | 13.5 | SMA | (1)SB7.0 +(1)SB5.0 |  | Roof Mount |  | Fixed | Behind Consumption Meter |  | Yes
| 20-0918-NMR | Sarah Lyda | 2020-04-10 | 2020-04-10 |  | 655 Doyle Rd | Washington | 5675 | Washington Electric Cooperative Inc. | Solar | 5 | KW | Yes | Yes | Closed |  | Hyundai | HIS-S350R1 | 16 | 350 | 5.6 | SMA | SB5.0 |  | Roof Mount |  | Fixed | Behind Consumption Meter |  | Yes
| 20-0936-NMR | Sarah Lyda | 2020-04-13 | 2020-04-13 |  | 655 Doyle Rd | Washington | 5675 | Washington Electric Cooperative Inc. | Solar | 10 | KW | Yes | Yes | Closed |  | Renesola | JC250M-24/Bb | 36 | 250 | 9 | SMA | SB 4.0 + SB6.0 |  | Ground Mount |  | Fixed | Behind Consumption Meter |  | Yes
| 20-0936-NMR | Sarah Lyda | 2020-04-13 | 2020-04-13 |  | 655 Doyle Rd | Washington | 5675 | Washington Electric Cooperative Inc. | Solar | 12 | KW | Yes | Yes | Closed |  | LG Electronics | LG375Q1C-V5 | 36 | 375 | 13.5 | SMA | SB 5.0 + SB7.0 |  | Roof Mount |  | Fixed | Behind Consumption Meter |  | Yes
| 20-0936-NMR | Sarah Lyda | 2020-04-13 | 2020-04-13 |  | 655 Doyle Rd | Washington | 5675 | Washington Electric Cooperative Inc. | Solar | 5 | KW | Yes | Yes | Closed |  | Hyundai | HIS-S350Ri | 16 | 350 | 5600 | SMA | SB5.0-1SpP-US |  | Roof Mount |  | Fixed | Behind Consumption Meter |  | Yes
| 20-1003-NMR | Tyler Richardson | 2020-04-21 | 2020-04-21 | 05/6/20 05/6/20 | 195 Johnson Road | Marshfield Village | 5658 | Washington Electric Cooperative Inc. | Solar | 7.08 | KW | Yes |  | Closed | Green Mountain Solar | LG | Neon2 | 24 | 350 | 8.4 | Enphase | IQ 7+ |  | Ground Mount |  | Fixed | Behind Consumption Meter |  | No
| 20-1020-NMR | Lyda Sarah | 2020-04-24 | 2020-04-24 |  | 655 Doyle Rd | Washington | 5675 | Washington Electric Cooperative Inc. | Solar | 10 | KW | Yes | Yes | Closed | Catamount Solar Brooklyn SolarWorks | Renesola | JC250M-24/Bb | 36 | 250 | 9 | SMA | SB 4.0 + SB 6.0 |  | Ground Mount |  | 1-axis | Behind Consumption Meter |  | Yes
| 20-1020-NMR | Lyda Sarah | 2020-04-24 | 2020-04-24 |  | 655 Doyle Rd | Washington | 5675 | Washington Electric Cooperative Inc. | Solar | 5 | KW | Yes | Yes | Closed | Catamount Solar Brooklyn SolarWorks | Hyundai | HIS-S350Ri | 16 | 350 | 5.6 | SMA | SB 5.0 |  | Roof Mount |  | Fixed | Behind Consumption Meter |  | Yes
| 20-1025-NMR | Sarah Lyda | 2020-04-24 | 2020-04-24 | 05/27/20 05/27/20 | 655 Doyle Rd | Washington | 5675 | Washington Electric Cooperative Inc. | Solar | 10 | KW | Yes | Yes | Closed | Brooklyn SolarWorks Brooklyn SolarWorks Brooklyn SolarWorks | Renesola | JC250M-24/Bb | 250 | 36 | 9 | SMA | SB 4.0 + SB 6.0 |  | Ground Mount |  | 1-axis | Behind Consumption Meter |  | Yes
| 20-1025-NMR | Sarah Lyda | 2020-04-24 | 2020-04-24 | 05/27/20 05/27/20 | 655 Doyle Rd | Washington | 5675 | Washington Electric Cooperative Inc. | Solar | 12 | KW | Yes | Yes | Closed | Brooklyn SolarWorks Brooklyn SolarWorks Brooklyn SolarWorks | LG Electronics | LG370Q1C-V5 | 370 | 36 | 13.32 | SMA | SB 5.0 + SB 7.0 |  | Roof Mount |  | Fixed | Behind Consumption Meter |  | Yes
| 20-1025-NMR | Sarah Lyda | 2020-04-24 | 2020-04-24 | 05/27/20 05/27/20 | 655 Doyle Rd | Washington | 5675 | Washington Electric Cooperative Inc. | Solar | 5 | KW | Yes | Yes | Closed | Brooklyn SolarWorks Brooklyn SolarWorks Brooklyn SolarWorks | Hyundai | HIS-S350Ri | 16 | 350 | 5.6 | SMA | SB 5.0 |  | Roof Mount |  | Fixed | Behind Consumption Meter |  | Yes
| 20-1044-NMR | Peg Hough | 2020-04-28 | 2020-04-28 | 05/13/20 05/13/20 | 208 Stone Farm Road | Marshfield Village | 5658 | Washington Electric Cooperative Inc. | Solar | 3.8 | KW | Yes |  | Closed | Catamount Solar | Hanwha | Hanwha Q Peak G5 330 | 12 | 330 | 3.96 | SolarEdge | SE3800 |  | Roof Mount |  | Fixed | Behind Consumption Meter |  | No
| 20-1082-NMR | Andy Fleury | 2020-04-30 | 2020-04-30 | 05/15/20 05/15/20 | 282 Mountain View Drive | Williamstown | 5679 | Washington Electric Cooperative Inc. | Solar | 10 | KW | Yes |  | Closed | The Peck Company | JA Solar | JAP72501-325/SC | 33 | 325 | 10.7 | Solar Edge | SE10000H-US |  | Roof Mount |  | Fixed | Behind Consumption Meter |  | Yes
| 20-1096-NMR | Marc McKee | 2020-05-01 | 2020-05-01 | 05/18/20 05/18/20 | 286 NORTH ROAD | Vershire | 5079 | Washington Electric Cooperative Inc. | Solar | 12.7 | KW | Yes |  | Closed | Brooklyn SolarWorks | LG Electronics | LG370Q1C-V5 | 36 | 370 | 13.32 | SMA | SB 7.7 + SB 5.0 |  | Ground Mount |  | Fixed | Behind Consumption Meter |  | Yes
| 20-1130-NMR | Kathleen Osgood | 2020-05-06 | 2020-05-06 | 05/21/20 05/21/20 | Ravencroft, 806 Loop Road | Northfield | 5663 | Washington Electric Cooperative Inc. | Solar | 10 | KW | Yes |  | Closed | Solar Communities, (DBA) SunCommon | LG | LG400N2T-J5 | 24 | 400 | 9.6 | SolarEdge | SE10000H |  | Ground Mount |  | Fixed | Behind Consumption Meter |  | No
| 20-1166-NMR | Ian Buchanan | 2020-05-08 | 2020-05-08 | 05/26/20 05/26/20 | 740 Sparrow Farm Rd | Montpelier | 5602 | Washington Electric Cooperative Inc. | Solar | 8.12 | KW | Yes |  | Closed | Go Solar New England | Solaria Power XT | 420 | 28 | 420 | 11.76 | Enpahse | IQ 7+ |  | Roof Mount |  | Fixed | Behind Consumption Meter |  | No
| 20-1221-NMR | Barbara Zander | 2020-05-14 | 2020-05-14 |  | 83 Bealine Drive | Groton | 5046 | Washington Electric Cooperative Inc. | Solar | 7.6 | KW | Yes | Yes | Closed | Building Energy | Hanwha Q-Cell | Q-Peak Duo G-5 320 | 24 | 320 | 7.68 | Solaredge | SE7600H-US |  | Roof Mount |  | Fixed | Behind Consumption Meter |  | No
| 20-1227-NM | Foster Farm Botanicals, LLC | 2020-05-14 | 2020-05-27 | 2020-08-11 | 792 Foster Hill Rd | Calais | 5650 | Washington Electric Cooperative Inc. |  |  |  | Yes |  | Open | Catamount Solar | [13 empty] | Yes
| 20-1227-NM | Foster Farm Botanicals, LLC | 2020-05-14 | 2020-05-27 | 2020-08-11 | 792 Foster Hill Rd | Calais | 5650 | Washington Electric Cooperative Inc. | Solar | 50 | KW | Yes |  | Open | Catamount Solar | Hanwha QCells | Duo | 186 | 400 | 74.4 | Fronius | (4) Primo 12.5 | At barn Service entrance | Ground Mount |  | Fixed | Behind Consumption Meter | 20314, 100% farm and adjacent homes | Yes
| 20-1228-NMR | Terrence Youk | 2020-05-14 | 2020-05-14 | 06/1/20 06/1/20 | 4 Glinney Place | Montpelier | 5602 | Washington Electric Cooperative Inc. | Solar | 6 | KW | Yes |  | Closed | Solaflect Energy | LG | LG375Q1C-V5 | 16 | 375 | 6 | Fronius | Primo 6.0-1 |  | Ground Mount |  | 2-axis | Behind Consumption Meter |  | No
| 20-1242-NMR | Robert Small Emily Cayer | 2020-05-18 | 2020-05-18 | 06/3/20 06/3/20 | 154 Silver Road | Stannard | 5836 | Washington Electric Cooperative Inc. | Solar | 8.2 | KW | Yes | Yes | Closed | Solartech | LG | LG350N1C-A5 | 24 | 350 | 8.4 | Fronius | 8.2 Primo |  | Ground Mount |  | Fixed | Behind Consumption Meter |  | Yes
| 20-1304-NMR | David Hooke | 2020-05-22 | 2020-05-22 | 06/9/20 06/9/20 | 327 Sugar House Lane | Vershire | 5079 | Washington Electric Cooperative Inc. | Solar | 10 | KW | Yes | Yes | Closed | Catamount Solar Catamount Solar | REC | REC TwinPeak | 20 | 340 | 6.8 | SolarEdge | SE10000 |  | Roof Mount |  | Fixed | Behind Consumption Meter |  | Yes
| 20-1304-NMR | David Hooke | 2020-05-22 | 2020-05-22 | 06/9/20 06/9/20 | 327 Sugar House Lane | Vershire | 5079 | Washington Electric Cooperative Inc. | Solar | 5 | KW | Yes | Yes | Closed | Catamount Solar Catamount Solar | REC | REC Alpha AA365 | 16 | 365 | 5.84 | SolarEdge | SE5000 |  | Ground Mount |  | Fixed | Behind Consumption Meter |  | Yes
| 20-1462-NMR | John Walters Evan Eyler | 2020-06-08 | 2020-06-08 | 06/23/20 06/23/20 | 1555 North Street | Montpelier | 5602 | Washington Electric Cooperative Inc. | Solar | 11.2 | KW | Yes |  | Closed | Catamount Solar | Hanwah | Hanwha Q Peak DUO G7 330 | 52 | 330 | 17.16 | SolarEdge | SE7600H and SE3600H |  | Roof Mount |  | Fixed | Behind Consumption Meter |  | No
| 20-1486-NMR | Dennis Nealon | 2020-06-10 | 2020-06-10 | 06/25/20 06/25/20 | 297 East Bear Swamp Road | Middlesex | 5602 | Washington Electric Cooperative Inc. | Solar | 5 | KW | Yes |  | Closed | Integrity Energy | Qcell | QPeak Duo G5 325 | 15 | 325 | 4.88 | SolarEdge | SE5000H-US |  | Roof Mount |  | Fixed | Behind Consumption Meter |  | No
| 20-1507-NMR | Zachary Sullivan | 2020-06-12 | 2020-06-12 | 06/29/20 06/29/20 | 105 Boulder Ridge Road | East Montpelier | 5651 | Washington Electric Cooperative Inc. | Solar | 7.6 | KW | Yes |  | Closed | Catamount Solar | REC | REC365AA | 20 | 365 | 7.3 | SolarEdge | SE7600 |  | Roof Mount |  | Fixed | Behind Consumption Meter |  | No
| 20-1511-NMR | Travis Skadberg | 2020-06-15 | 2020-06-15 | 06/30/20 06/30/20 | 72 Macey Road | Middlesex | 5682 | Washington Electric Cooperative Inc. | Solar | 15 | KW | Yes |  | Closed | Solar Communities, (DBA) SunCommon | LG | LG 345 N1C- V5 | 56 | 345 | 19.32 | SolarEdge | SE 5000H-US, SE10000H-US |  | Ground Mount |  | Fixed | Behind Consumption Meter |  | No
| 20-1579-NMR | Danielle Witte | 2020-06-22 | 2020-06-22 | 07/8/20 07/8/20 | 281 Keene Farm Road | Marshfield Village | 5658 | Washington Electric Cooperative Inc. | Solar | 5 | KW | Yes |  | Closed | Solar Communities, (DBA) SunCommon | LG | LG Neon2 345 | 16 | 345 | 5.52 | SolarEdge | SE5000 HUS |  | Roof Mount |  | Fixed | Behind Consumption Meter |  | No
| 20-1595-NMR | Kingsbury Energy LLC | 2020-06-24 | 2020-06-24 | 07/25/20 07/25/20 | 474 Mad River Park | Waitsfield | 5673 | Washington Electric Cooperative Inc. | Solar | 120 | KW | Yes |  | Closed | Aegis Renewable Energy, Inc. | ZNShine | ZXM6-LDD75-395M | 388 | 395 | 153.26 | CPS | CPS SCA50KTL |  | Roof Mount |  | Fixed | Generation Meter |  | Yes
| 20-1619-NMR | Jamon Renaud | 2020-06-25 | 2020-06-25 | 07/13/20 07/13/20 | 942 Belfry Road | Hardwick | 5836 | Washington Electric Cooperative Inc. | Solar | 7.96 | KW | Yes |  | Closed | Green Mountain Solar | LG | Neon2 | 27 | 345 | 9.31 | Enphase | IQ 7+ |  | Roof Mount |  | Fixed | Behind Consumption Meter |  | No
| 20-1647-NMR | Sarah O'Brien | 2020-06-26 | 2020-06-26 | 07/14/20 07/14/20 | 1773 Middle Rd | Plainfield | 5667 | Washington Electric Cooperative Inc. | Solar | 7.6 | KW | Yes |  | Closed | Solar Communities, (DBA) SunCommon | LG | LG Neon2 350 | 27 | 350 | 9.45 | SolarEdge | SE7600 H-US |  | Roof Mount |  | Fixed | Behind Consumption Meter |  | No
| 20-1682-NMR | Jim Veneziano | 2020-06-29 | 2020-06-29 | 07/15/20 07/15/20 | #672 VT Rte 110 | Chelsea | 5038 | Washington Electric Cooperative Inc. | Solar | 7.6 | KW | Yes |  | Closed | Catamount Solar | Hanwha | Q.Peak Duo 400 | 27 | 400 | 10.8 | SolarEdge | SE7600H-US |  | Roof Mount |  | Fixed | Behind Consumption Meter |  | Yes
| 20-1848-NMP | Emancipation Energy LLC | 2020-07-13 | 2020-08-04 |  |  | Middlesex |  | Washington Electric Cooperative Inc. | Solar | 150 | KW | Yes |  | Open | [9 empty] | Ground Mount
| 20-1855-NMR | Mary Bechtel | 2020-07-13 | 2020-07-13 | 07/28/20 07/28/20 | 89 Castle Road | Moretown | 5660 | Washington Electric Cooperative Inc. | Solar | 15 | KW | Yes |  | Closed | Solar Communities, (DBA) SunCommon | LG | LG Neon2 350 | 54 | 350 | 18.9 | SolarEdge | SE10000HUS, SE5000HUS |  | Ground Mount |  | Fixed | Behind Consumption Meter |  | No
| 20-1872-NMR | James Bostrom | 2020-07-15 | 2020-07-15 | 08/4/20 08/4/20 | 19 Pond View Lane | Groton | 5046 | Washington Electric Cooperative Inc. | Solar | 3.5 | KW | Yes |  | Closed | Solartech | LG | LG350N1-V5 | 10 | 350 | 3.5 | Enphase | IQ7A |  | Roof Mount |  | Fixed | Behind Consumption Meter |  | Yes
| 20-1875-NMR | Robert Doolen | 2020-07-15 | 2020-07-15 | 07/30/20 07/30/20 | 44 Macey Road | Worcester | 5682 | Washington Electric Cooperative Inc. | Solar | 11.4 | KW | Yes |  | Closed | Solar Communities, (DBA) SunCommon | LG | LG Neon2 345 | 42 | 345 | 14.49 | SolarEdge | SE11400HUS |  | Ground Mount |  | Fixed | Behind Consumption Meter |  | No
| 20-1892-NMR | Amy Kong | 2020-07-16 | 2020-07-16 | 07/31/20 07/31/20 | 302 Hillcrest Avenue | Duxbury | 5560 | Washington Electric Cooperative Inc. | Solar | 8.26 | KW | Yes |  | Closed | Green Mountain Solar | LG | NeonR | 28 | 355 | 9.94 | Enphase | IQ 7+ |  | Roof Mount |  | Fixed | Behind Consumption Meter |  | No
| 20-1895-NMR | Michael Contrivo | 2020-07-16 | 2020-07-16 | 07/31/20 07/31/20 | 92 Guilmette Rd | Middlesex | 5602 | Washington Electric Cooperative Inc. | Solar | 3.8 | KW | Yes |  | Closed | SunCommon | Longi | Longi LR6-320 | 12 | 320 | 3.84 | SolarEdge | SE3800 H-US |  | Roof Mount |  | Fixed | Behind Consumption Meter |  | No
| 20-1952-NMR | Vanessa Miller | 2020-07-23 | 2020-07-23 | 08/7/20 08/7/20 | 267 Tower Road | Williamstown | 5679 | Washington Electric Cooperative Inc. | Solar | 9.2 | KW | Yes |  | Closed |  | Silfab | SIL-380-NT | 27 | 380 | 10.2 | Enphase | IQ7+ |  | Ground Mount |  | Fixed | Behind Consumption Meter |  | No
| 20-1970-NMR | Brooks Scott | 2020-07-24 | 2020-07-24 | 08/10/20 08/10/20 | 126 Atwood Rd | Waterbury | 5676 | Washington Electric Cooperative Inc. | Solar | 10.88 | KW | Yes |  | Closed | Richard Rivers | Panasonic | 330HITMONO40 | 34 | 330 | 11.22 | Enphase | IQ7X-96CELL | Behind Consumption Meter | Roof Mount |  | Fixed | Behind Consumption Meter |  | No
| 20-2006-NMR | William Craig | 2020-07-27 | 2020-07-27 |  | 3930 North St | Montpelier | 5602 | Washington Electric Cooperative Inc. | Solar | 8 | KW | Yes | Yes | Closed | Doug Wells | Sanyo, Q Cell | HIP 200- Q-Peak Duo 330 | 30 | 340 | 7680 | SMA | SB4000 |  | Ground Mount |  | Fixed | Behind Consumption Meter |  | No
| 20-2008-NMR | Richard Kelley | 2020-07-27 | 2020-07-27 | 08/11/20 08/11/20 | 307 Ridge Ln | Corinth | 5039 | Washington Electric Cooperative Inc. | Solar | 10 | KW | Yes |  | Closed | Solar Communities, (DBA) SunCommon | LG | LG 400 N2T-J5 | 24 | 400 | 9.6 | SolarEdge | SE10000H |  | Ground Mount |  | Fixed | Behind Consumption Meter |  | No
| 20-2020-NMR | William Craig | 2020-07-28 | 2020-07-28 | 08/13/20 08/13/20 | 3930 North St | Montpelier | 5602 | Washington Electric Cooperative Inc. | Solar | 4 | KW | Yes | Yes | Closed | Doug Wells | Q Cells | Peak Duo G6 340 bob | 12 | 340 | 4.08 | SMA | SB4000 |  | Ground Mount |  | Fixed | Behind Consumption Meter |  | No
| 20-2020-NMR | William Craig | 2020-07-28 | 2020-07-28 | 08/13/20 08/13/20 | 3930 North St | Montpelier | 5602 | Washington Electric Cooperative Inc. | Solar | 4 | KW | Yes | Yes | Closed | Doug Wells | Sanyo-Legacy | HIP 200 | 18 | 200 | 3.6 | SMA | SB4000 |  | Ground Mount |  | Fixed | Behind Consumption Meter |  | No
| 20-2145-NMR | Benj Spound | 2020-08-03 | 2020-08-03 | 08/19/20 08/19/20 | 689 Goose Green Rd | Vershire | 5079 | Washington Electric Cooperative Inc. | Solar | 6 | KW | Yes |  | Closed | O'Meara Solar | Hanwha QCELL | 315W G5 DUO | 20 | 315 | 6.3 | SolarEdge | SE6000H-US |  | Roof Mount |  | Fixed | Behind Consumption Meter |  | No
| 20-2149-NMR | Thomas Cronin | 2020-08-04 | 2020-08-04 | 08/20/20 08/20/20 | 93 Blackberry Ridge Road | Calais | 5650 | Washington Electric Cooperative Inc. | Solar | 15 | KW | Yes |  | Closed | Solar Communities, (DBA) SunCommon | LG | LG Neon2 405 Bifacial | 40 | 405 | 16.2 | SolarEdge | SE-10000H, SE-5000H |  | Ground Mount |  | Fixed | Behind Consumption Meter |  | No
| 20-2181-NMR | Peter Evans | 2020-08-06 | 2020-08-06 | 08/24/20 08/24/20 | 107 Evans Rd | Northfield | 5663 | Washington Electric Cooperative Inc. | Solar | 6 | KW | Yes | Yes | Closed | Integrity Energy | Qcell | Q.Peak Duo L-G8.3 420 | 16 | 420 | 6.72 | SMA | SB6000TL-41 |  | Ground Mount |  | Fixed | Behind Consumption Meter |  | No
| 20-2280-NMR | Neil Julian | 2020-08-18 | 2020-08-18 | 09/18/20 09/18/20 | 60 Apple Blossom Road | Barre Town | 5641 | Washington Electric Cooperative Inc. | Solar | 16 | KW | Yes |  | Closed | Solar Communities, (DBA) SunCommon | Longi | Longi LR6-320 | 64 | 320 | 20.48 | SolarEdge | SE10000HUS, SE6000HUS |  | Roof Mount |  | Fixed | Behind Consumption Meter |  | No
| 20-2365-NMR | John Beling | 2020-08-24 | 2020-08-24 | 09/9/20 09/9/20 | 580 Cummings Road | Montpelier | 5602 | Washington Electric Cooperative Inc. | Solar | 10 | KW | Yes |  | Closed | Solar Communities, (DBA) SunCommon | LG | LG400 N2T-J5 | 24 | 400 | 9.6 | SolarEdge | SE10000H-US |  | Ground Mount |  | Fixed | Behind Consumption Meter |  | No
| 20-2393-NMR | Cheryl Allen | 2020-08-26 | 2020-08-26 | 09/11/20 09/11/20 | 191 Bolander Rd | Corinth | 5040 | Washington Electric Cooperative Inc. | Solar | 10 | KW | Yes |  | Closed | Solar Communities, (DBA) SunCommon | LG | LG400 N2T-J5 | 24 | 400 | 9.6 | SolarEdge | SE10000H-US |  | Ground Mount |  | Fixed | Behind Consumption Meter |  | No
| 20-2471-NMR | Paul M Hutchins | 2020-09-01 | 2020-09-01 | 09/17/20 09/17/20 | 33 Apple Blossom Road | Barre Town | 5641 | Washington Electric Cooperative Inc. | Solar | 7.6 | KW | Yes |  | Closed | Solar Communities, (DBA) SunCommon | LG | LG Neon2 360 | 22 | 360 | 7.92 | SolarEdge | SE7600 H-US |  | Roof Mount |  | Fixed | Behind Consumption Meter |  | No
| 20-2587-NMR | Rod Kovach | 2020-09-10 | 2020-09-10 | 09/25/20 09/25/20 | 328 Cherry Tree Hill Road | East Montpelier | 5651 | Washington Electric Cooperative Inc. | Solar | 10 | KW | Yes |  | Closed | Solar Communities, (DBA) SunCommon | LG | LG 405 Bifacials | 28 | 405 | 11.34 | SolarEdge | SE10000H |  | Ground Mount |  | Fixed | Behind Consumption Meter |  | No
| 20-2602-NMR | Richard Flies Kathi Flies | 2020-09-11 | 2020-09-11 | 10/5/20 10/5/20 | 1586 Pleasant Street | Williamstown | 5679 | Washington Electric Cooperative Inc. | Solar | 10 | KW | Yes |  | Closed | Solaflect Energy | Axitec | AC-320MH-120S | 32 | 320 | 10.24 | Fronius | Primo 5.0-1 ( 2 ) |  | Ground Mount |  | 2-axis | Behind Consumption Meter |  | Yes
| 20-2618-NMR | Caroline Gordon | 2020-09-14 | 2020-09-14 | 09/29/20 09/29/20 | 190 Belknap Brook Road | Tunbridge | 5077 | Washington Electric Cooperative Inc. | Solar | 5.9 | KW | Yes |  | Closed | Teel Green Energy LLC | LG | LG 335 NIK-VS | 20 | 335 | 6.7 | Enphase | IQ7+ 20 micro-inverters |  | Roof Mount |  | Fixed | Behind Consumption Meter |  | No
| 20-2620-NMR | Ellen Voigt | 2020-09-14 | 2020-09-14 | 09/29/20 09/29/20 | 911 W. Hill Pond Rd | Cabot | 5647 | Washington Electric Cooperative Inc. | Solar | 10 | KW | Yes |  | Closed | Solar Communities, (DBA) SunCommon | LG | LG Neon2 405 Bifacial | 28 | 405 | 11.34 | SolarEdge | SE10000H |  | Ground Mount |  | Fixed | Behind Consumption Meter |  | No
| 20-2646-NMR | Raymond D. Morvan, Sr. | 2020-09-16 | 2020-09-16 | 10/1/20 10/1/20 | 329 Frost Rd. | Northfield | 5663 | Washington Electric Cooperative Inc. | Solar | 9.9 | KW | Yes |  | Closed |  | Panasonic Black HIT | VBHN330SA17 | 30 | 330 | 9.9 | Enphase | IQ7X microinverters |  | Roof Mount |  | Fixed | Generation Meter |  | No
| 20-2701-NMR | Ronald Allen | 2020-09-21 | 2020-09-21 | 10/6/20 10/6/20 | 20 East Randolph Rd | Chelsea | 5038 | Washington Electric Cooperative Inc. | Solar | 6 | KW | Yes |  | Closed | Integrity Energy | Qcell | Q-Peak Duo L-G6.2 | 16 | 420 | 6.72 | SMA | Sunny Boy 6.0 US |  | Ground Mount |  | Fixed | Behind Consumption Meter |  | Yes
| 20-2756-NMR | Rhonna Gable | 2020-09-25 | 2020-09-25 | 10/12/20 10/12/20 | 180 Spruce Mountain Rd | Plainfield | 5667 | Washington Electric Cooperative Inc. | Solar | 7.08 | KW | Yes |  | Closed | Green Mountain Solar | LG | Neon2 | 24 | 360 | 8.64 | Enphase | IQ 7+ |  | Roof Mount |  | Fixed | Behind Consumption Meter |  | No
| 20-2766-NMR | Lori Kraemer | 2020-09-25 | 2020-09-25 | 10/12/20 10/12/20 | 123 Brocklebank Road | Tunbridge | 5077 | Washington Electric Cooperative Inc. | Solar | 14.7 | KW | Yes |  | Closed | Integrity Energy | Qcell | Q-Peak Duo L-G6.2 | 44 | 420 | 18.48 | SMA | Sunny Boy 7.0-US, 7.7-US |  | Roof Mount |  | Fixed | Behind Consumption Meter |  | No
| 20-2868-NMR | Todd Wood | 2020-10-01 | 2020-10-01 | 10/16/20 10/16/20 | 949 Cherry Tree Hill Rd. | East Montpelier | 5651 | Washington Electric Cooperative Inc. | Solar | 5 | KW | Yes |  | Closed | SunCommon | LG | LG Neon2 360 | 14 | 360 | 5.04 | SolarEdge | SE5000 H-US |  | Roof Mount |  | Fixed | Behind Consumption Meter |  | No
| 20-2893-NMR | Levy Bourne | 2020-10-05 | 2020-10-05 | 10/20/20 10/20/20 | 81 Barnett Drive | Cabot | 5647 | Washington Electric Cooperative Inc. | Solar | 6 | KW | Yes |  | Closed | Sterling Mountain Solar LLC | Hanwha Qcells | Qcell duo 420W | 16 | 420 | 6.72 | SMA | SB6.0US |  | Ground Mount |  | Fixed | Behind Consumption Meter |  | No
| 20-2936-NMR | Edmund Polubinski | 2020-10-06 | 2020-10-06 | 10/21/20 10/21/20 | 198 Deer Run Lane | Moretown | 5673 | Washington Electric Cooperative Inc. | Solar | 7.6 | KW | Yes | Yes Yes | Closed | SunCommon | LG | LG Neon2 360 | 25 | 360 | 9 | SolarEdge | SE7600 H-US |  | Roof Mount |  | Fixed | Behind Consumption Meter |  | No
| 20-3000-NMR | Marcey Hodgdon | 2020-10-08 | 2020-10-08 | 10/23/20 10/23/20 | 200 West Hill Pond Road | Marshfield Village | 5658 | Washington Electric Cooperative Inc. | Solar | 7.6 | KW | Yes |  | Closed | SunCommon | LG | LG Neon2 360 | 22 | 360 | 7.92 | SolarEdge | SE7600H |  | Roof Mount |  | Fixed | Behind Consumption Meter |  | No
| 20-3036-NMR | Dina Bahrawy | 2020-10-12 | 2020-10-12 | 10/27/20 10/27/20 | 23 Leland Farm Road | Middlesex | 5602 | Washington Electric Cooperative Inc. | Solar | 5 | KW | Yes | Yes | Closed | SunCommon | LG | LG Neon2 360 | 14 | 360 | 5.04 | SolarEdge | SE5000H |  | Roof Mount |  | Fixed | Behind Consumption Meter |  | No
| 20-3092-NMR | Patti Levin | 2020-10-16 | 2020-10-16 | 11/2/20 11/2/20 | 59 Klondike Rd | Chelsea | 5038 | Washington Electric Cooperative Inc. | Solar | 3.8 | KW | Yes |  | Closed | O'Meara Solar | Hanwha | QCELL G6.2 420W | 8 | 420 | 3.36 | SMA | SB3.8-US-41 |  | Roof Mount |  | Fixed | Behind Consumption Meter |  | No
| 20-3114-NMR | Dave DeFelice | 2020-10-19 | 2020-10-19 | 11/3/20 11/3/20 | 189 Robinson Rd. | Northfield | 5663 | Washington Electric Cooperative Inc. | Solar | 12 | KW | Yes |  | Closed | Doug Wells | Canadian Solar | CS1H-320 | 44 | 320 | 14.08 | SMA | SB 6000US |  | Ground Mount |  | Fixed | Behind Consumption Meter |  | No
| 20-3163-NMR | Jacob Thomas Allie Webster | 2020-10-21 | 2020-10-21 | 11/5/20 11/5/20 | 304 Green Bay Loop | Groton | 5046 | Washington Electric Cooperative Inc. | Solar | 5 | KW | Yes |  | Closed | Solaflect Energy | Axitec | AC-320MH/120S | 16 | 320 | 5.12 | Fronius | Primo 5.0-1 |  | Ground Mount |  | 2-axis | Behind Consumption Meter |  | No
| 20-3185-NMR | Asa Kuhn Christopher Kurdek | 2020-10-22 | 2020-10-22 | 11/6/20 11/6/20 | 20 Hall Rd | Stannard | 5842 | Washington Electric Cooperative Inc. | Solar | 7.6 | KW | Yes |  | Closed |  | LG | LG400N2T-J5 | 24 | 400 | 9.6 | SolarEdge | SE7600H-US |  | Ground Mount |  | Fixed | Behind Consumption Meter |  | No
| 20-3275-NMR | Marcey Carver | 2020-10-29 | 2020-10-29 | 11/16/20 11/16/20 | 115 Sheep Meadow Lane | Bradford | 5033 | Washington Electric Cooperative Inc. | Solar | 14.46 | KW | Yes |  | Closed | Green Mountain Solar | LG | Neon2 | 49 | 360 | 17.64 | Enphase | IQ7+ |  | Roof Mount |  | Fixed | Behind Consumption Meter |  | Yes
| 20-3366-NMR | Neal Mostov | 2020-11-04 | 2020-11-04 | 11/20/20 11/20/20 | 683 South Hill Road | Moretown | 5660 | Washington Electric Cooperative Inc. | Solar | 5.3 | KW | Yes |  | Closed | Suncommon | Longi | Longi LR4-360 | 18 | 360 | 6.5 | Enphase | IQ7 Plus |  | Roof Mount |  | Fixed | Behind Consumption Meter |  | No
| 20-3553-NMR | Eric Lindsey | 2020-11-23 | 2020-11-23 | 12/9/20 12/9/20 | 822 Lemay Rd | Danville | 5873 | Washington Electric Cooperative Inc. | Solar | 7.08 | KW | Yes |  | Closed | Green Mountain Solar | Hanwha | Qcell | 24 | 425 | 10.2 | Enphase | IQ7+ |  | Ground Mount |  | Fixed | Behind Consumption Meter |  | No
| 20-3596-NMR | John Ryan | 2020-11-25 | 2020-11-25 | 12/11/20 12/11/20 | 1326 Holt Rd | Plainfield | 5667 | Washington Electric Cooperative Inc. | Solar | 3.54 | KW | Yes |  | Closed | Solar Communities, (DBA) SunCommon | LG | LG Neon 2 360 | 12 | 360 | 4.32 | Enphase | Enphase IQPLUS-72-2-US |  | Roof Mount |  | Fixed | Behind Consumption Meter |  | No
| 20-3614-NMR | Robert Coe Signe Coe | 2020-11-30 | 2020-11-30 | 12/15/20 12/15/20 | 1680 Towne Hill Rd | East Montpelier | 5651 | Washington Electric Cooperative Inc. | Solar | 11.9 | KW | Yes |  | Closed | Dog River Frames LLC | Hanwha | QCELL QPEAK DUO BLK 340W G6 | 35 | 340 | 11.9 | Enphase | IQ7+ | Behind Consumption Meter | Roof Mount |  | Fixed | Behind Consumption Meter |  | No
| 20-3695-NMR | Eric Andersen | 2020-12-07 | 2020-12-07 | 12/22/20 12/22/20 | 1320 Horn of the Moon Rd | East Montpelier | 5602 | Washington Electric Cooperative Inc. | Solar | 10 | KW | Yes |  | Closed | Suncommon | LG | LG Neon2 405 Bifacial | 24 | 405 | 9.72 | Solar Edge | SE10000H |  | Ground Mount |  | Fixed | Behind Consumption Meter |  | No
| 20-3697-NMR | Ron DeAlmeida | 2020-12-08 | 2020-12-08 | 12/23/20 12/23/20 | 5590 Chelsea Road | Corinth | 5039 | Washington Electric Cooperative Inc. | Solar | 15 | KW | Yes |  | Closed | Solaflect Energy | Axitec | AC-320MH/120S | 48 | 320 | 15.36 | Fronius | Primo 5.0-1 ( 3 ) |  | Ground Mount |  | 2-axis | Behind Consumption Meter |  | No
| 20-3698-NMR | Paul C Quinlan | 2020-12-08 | 2020-12-08 | 12/23/20 12/23/20 | 1203 Center Fayston Rd | Fayston | 5673 | Washington Electric Cooperative Inc. | Solar | 6.79 | KW | Yes | Yes | Closed | Suncommon | LG | LG Neon2 360 | 23 | 360 | 8.28 | Enphase | IQ7 Plus |  | Roof Mount |  | Fixed | Behind Consumption Meter |  | No
| 20-3792-NMR | Michelle McFadden | 2020-12-15 | 2020-12-15 | 12/31/20 12/31/20 | 685 Kelton Rd | East Montpelier | 5651 | Washington Electric Cooperative Inc. | Solar | 2.95 | KW | Yes |  | Closed | Meghan Cook, SunCommon | LG | LG Neon2 360 | 10 | 360 | 3.6 | Enphase | Enphase - Microinverter - IQ7 |  | Roof Mount |  | Fixed | Behind Consumption Meter |  | No
| 20-3836-NMR | Patrick Hahn | 2020-12-16 | 2020-12-16 | 01/4/21 01/4/21 | 1096 East Hill Road | Brookfield | 5036 | Washington Electric Cooperative Inc. | Solar | 3 | KW | Yes |  | Closed | Meghan Cook, SunCommon | LG | LG Neon2 405 Bifacial | 8 | 405 | 3.24 | SolarEdge | SE3000 H-US |  | Ground Mount |  | Fixed | Behind Consumption Meter |  | No
| 20-3858-NMR | Jane Alper | 2020-12-17 | 2020-12-17 | 01/5/21 01/5/21 | 1353 Town Rd 5 | Peacham | 5873 | Washington Electric Cooperative Inc. | Solar | 4.72 | KW | Yes |  | Closed | Meghan Cook, SunCommon | LG | LG Neon2 360 | 16 | 360 | 5.76 | Enphase | Enphase - Microinverter - IQ7 |  | Roof Mount |  | Fixed | Behind Consumption Meter |  | No
| 20-3870-NMR | John Reynolds | 2020-12-18 | 2020-12-18 | 01/6/21 01/6/21 | 71 Reynolds Road | Stannard | 5836 | Washington Electric Cooperative Inc. | Solar | 6.5 | KW | Yes |  | Closed | Hayden Thomsen | Longi | 305-AC | 26 | 305 | 7.93 | Enphase | IQ7 |  | Roof Mount |  | Fixed | Behind Consumption Meter |  | Yes
| 20-3925-NMR | Jacob Rietschy | 2020-12-24 | 2020-12-24 | 01/12/21 01/12/21 | 1894 Holt Rd | Plainfield | 5667 | Washington Electric Cooperative Inc. | Solar | 5.9 | KW | Yes |  | Closed | Green Mountain Solar | LG | Neon2 | 20 | 360 | 7.2 | Enphase | IQ7+ |  | Roof Mount |  | Fixed | Behind Consumption Meter |  | No
| 20-3940-NMR | Suzanne Mancinelli | 2020-12-28 | 2020-12-28 | 01/13/21 01/13/21 | 114 West Hill Road | Worcester | 5682 | Washington Electric Cooperative Inc. | Solar | 6.38 | KW | Yes | Yes | Closed | Green Mountain Solar Green Mountain Solar | Hanwha | QCell | 22 | 305 | 6.71 | Enphase | IQ 6+ |  | Roof Mount |  | Fixed | Behind Consumption Meter |  | No
| 20-3940-NMR | Suzanne Mancinelli | 2020-12-28 | 2020-12-28 | 01/13/21 01/13/21 | 114 West Hill Road | Worcester | 5682 | Washington Electric Cooperative Inc. | Solar | 5.9 | KW | Yes | Yes | Closed | Green Mountain Solar Green Mountain Solar | LG | Neon2 | 20 | 360 | 7.2 | Enphase | IQ 7+ |  | Roof Mount |  | Fixed | Behind Consumption Meter |  | No
| 21-0054-NMR | Shannon Sanborn | 2021-01-07 | 2021-01-07 | 01/25/21 01/25/21 | 90 Appleblossom Rd | Barre Town | 5641 | Washington Electric Cooperative Inc. | Solar | 7.96 | KW | Yes |  | Closed | Green Mountain Solar | LG | Neon2 | 27 | 360 | 9.72 | Enphase | IQ7+ |  | Roof Mount |  | Fixed | Behind Consumption Meter |  | Yes
| 21-0142-NMR | Robert Morrison | 2021-01-14 | 2021-01-14 | 02/1/21 02/1/21 | 925 Center Fayston Rd | Moretown | 5660 | Washington Electric Cooperative Inc. | Solar | 3.54 | KW | Yes | Yes | Closed | Green Mountain Solar | LG | Neon2 | 12 | 360 | 4.32 | Enphase | IQ7+ |  | Ground Mount |  | Fixed | Behind Consumption Meter |  | No
| 21-0180-NMR | Michael Conlogue | 2021-01-19 | 2021-01-19 | 02/3/21 02/3/21 | 476 W Hill Rd | Worcester | 5682 | Washington Electric Cooperative Inc. | Solar | 6 | KW | Yes | Yes Yes | Closed | Meghan Cook, SunCommon | LG | LG Neon2 435 Bifacial | 16 | 435 | 6.96 | SunnyBoy | SMA SB 6.0 |  | Ground Mount |  | Fixed | Behind Consumption Meter |  | No
| 21-0216-NMR | David Allen | 2021-01-21 | 2021-01-21 | 02/5/21 02/5/21 | 4285 Bayley Hazen Rd. | Peacham | 5873 | Washington Electric Cooperative Inc. | Solar | 3.8 | KW | Yes |  | Closed | Meghan Cook, SunCommon | LG | LG Neon2 350 | 12 | 350 | 4.2 | SolarEdge | SE3800 H-US |  | Ground Mount |  | Fixed | Behind Consumption Meter |  | No
| 21-0232-NMR | Glenn Soberman | 2021-01-22 | 2021-01-22 | 02/8/21 02/8/21 | 111 Living Tree Lane | Moretown | 5660 | Washington Electric Cooperative Inc. | Solar | 7.6 | KW | Yes |  | Closed | DC Energy Innovations, Inc. | Hanwah Qcells | Q.Peak Duo 340W G6+ | 25 | 340 | 8.5 | Generac | PWRcell 7.6 KW |  | Roof Mount |  | Fixed | Behind Consumption Meter |  | No
| 21-0253-NMR | Charlotte Staples | 2021-01-22 | 2021-01-22 | 02/8/21 02/8/21 | 1100 Clark Road | East Montpelier | 5651 | Washington Electric Cooperative Inc. | Solar | 3.8 | KW | Yes |  | Closed | Catamount Solar | Hanwha | Hanwha Q Peak DUO G5 325w | 12 | 325 | 3.9 | SolarEdge | SE3800A-US |  | Ground Mount |  | Fixed | Behind Consumption Meter |  | No
| 21-0269-NMR | Eleanor B Drew | 2021-01-25 | 2021-01-25 | 02/9/21 02/9/21 | 895 Tullar Road | Corinth | 5039 | Washington Electric Cooperative Inc. | Solar | 6 | KW | Yes |  | Closed | Solaflect Energy | LG | LG375A1C-V5 | 16 | 375 | 6 | Fronius | Primo 6.0-1 |  | Ground Mount |  | 2-axis | Behind Consumption Meter |  | No
| 21-0283-NMR | Derek Moretz | 2021-01-25 | 2021-01-25 | 02/26/21 02/26/21 | 1038 Gould Hill Rd | Montpelier | 5602 | Washington Electric Cooperative Inc. | Solar | 6 | KW | No | Yes Yes | Closed | Alpenglow Energy Solutions | Canadian Solar | CS6K-300 | 24 | 300 | 7.2 | Enphase | IQ7 |  | Roof Mount |  | Fixed | Generation Meter |  | No
| 21-0284-NMR | Liza Cabot-Case | 2021-01-25 | 2021-01-25 | 02/9/21 02/9/21 | 400 Green Bay Loop | Peacham | 5862 | Washington Electric Cooperative Inc. | Solar | 7.7 | KW | Yes | Yes | Closed | Meghan Cook, SunCommon | LG | LG Neon2 435 Bifacial | 24 | 435 | 10.44 | SunnyBoy | SMA SB 7.7 |  | Ground Mount |  | Fixed | Behind Consumption Meter |  | No
| 21-0306-NMR | Barbara B Reynolds | 2021-01-25 | 2021-01-25 | 02/9/21 02/9/21 | 376 Crossett Hill | Duxbury | 5676 | Washington Electric Cooperative Inc. | Solar | 2.36 | KW | Yes |  | Closed | Meghan Cook, SunCommon | Longi | Longi LR4-360 | 8 | 360 | 2.88 | Enphase | Enphase - Microinverter - IQ7 |  | Roof Mount |  | Fixed | Behind Consumption Meter |  | No
| 21-0307-NMR | Virginia Barlow | 2021-01-25 | 2021-01-25 | 02/9/21 02/9/21 | 211 Joe Lord Road | Corinth | 5039 | Washington Electric Cooperative Inc. | Solar | 5 | KW | Yes |  | Closed | Solaflect Energy | Axitec | AC-320MH/120S | 16 | 320 | 5.12 | Fronius | Primo 5.0-1 |  | Ground Mount |  | 2-axis | Behind Consumption Meter |  | No
| 21-0330-NMR | Brent Slayton | 2021-01-26 | 2021-01-26 | 02/10/21 02/10/21 | 1003 Hebert Road | Williamstown | 5679 | Washington Electric Cooperative Inc. | Solar | 9.74 | KW | Yes | Yes | Closed | Meghan Cook, SunCommon | Longi | Longi LR4-360 | 33 | 360 | 11.88 | Enphase | Enphase - Microinverter - IQ7 |  | Roof Mount |  | Fixed | Behind Consumption Meter |  | No
| 21-0332-NMR | Michael Appel | 2021-01-26 | 2021-01-26 | 02/10/21 02/10/21 | 60 Odonnell Road | Chelsea | 5038 | Washington Electric Cooperative Inc. | Solar | 5.31 | KW | Yes | Yes | Closed | Meghan Cook, SunCommon | LG | LG Neon2 360 | 18 | 360 | 6.48 | Enphase | Enphase - Microinverter - IQ7 |  | Roof Mount |  | Fixed | Behind Consumption Meter |  | No
| 21-0338-NMR | Aegis Renewable Energy, Inc. | 2021-01-26 | 2021-01-26 | 02/26/21 02/26/21 | 22 Knapp Road | Middlesex | 5602 | Washington Electric Cooperative Inc. | Solar | 150 | KW | Yes |  | Closed |  | Astronergy | CHSM72M HC Series | 496 | 405 | 200.88 | Fronius | Primo 15 |  | Roof Mount |  | Fixed | Generation Meter |  | Yes
| 21-0344-NMR | aegis Renewable Energy, Inc. | 2021-01-26 | 2021-01-26 | 02/26/21 02/26/21 | 437 Lambert Rd. | Washington | 5675 | Washington Electric Cooperative Inc. | Solar | 150 | KW | Yes |  | Closed |  | AstroSemi | CHSM72-HC | 440 | 405 | 178.2 | CPS | 50KTL-DO/US-480 |  | Roof Mount |  | Fixed | Generation Meter |  | Yes
| 21-0388-NMR | Adam Dobson | 2021-01-27 | 2021-01-27 | 02/11/21 02/11/21 | 217 Martins Pond Lane | Peacham | 5046 | Washington Electric Cooperative Inc. | Solar | 5 | KW | Yes | Yes | Closed | Solaflect Energy | Axitec | AC320MH/120S | 16 | 320 | 5.12 | Fronius | Primo 5.0-1 |  | Ground Mount |  | 2-axis | Behind Consumption Meter |  | No
| 21-0410-NMR | Town of Corinth - Fire Station | 2021-01-28 | 2021-01-28 | 02/26/21 02/26/21 | 349 Fairground Road | Corinth | 5039 | Washington Electric Cooperative Inc. | Solar | 11.5 | KW | Yes |  | Closed | Integrity Energy | Qcell | Q-Peak Duo L-G6.2 | 30 | 425 | 12.75 | SMA | Sunny Boy 7.7-US, SB 3.8-US |  | Roof Mount |  | Fixed | Behind Consumption Meter |  | No
| 21-0424-NMR | Wendy Sanders | 2021-01-28 | 2021-01-28 | 02/12/21 02/12/21 | 138 Towle Hill Lane | Corinth | 5039 | Washington Electric Cooperative Inc. | Solar | 5 | KW | Yes |  | Closed | Solaflect Energy | Axitec | AC-320MH/120S | 16 | 320 | 5.12 | Fronius | Primo 5.0-1 |  | Ground Mount |  | 2-axis | Behind Consumption Meter |  | No
| 21-0426-NMR | Living Tree Association | 2021-01-28 | 2021-01-28 | 03/2/21 03/2/21 | 96 Living Tree Lane | Moretown | 5660 | Washington Electric Cooperative Inc. | Solar | 22.8 | KW | Yes |  | Closed | DC Energy Innovations, Inc. | Hanwah Qcells | Q.Peak Duo 340W G6+, L 425W G8 | 58 | 380 | 22.02 | Generac | PWRCell 7.6KW |  | Roof Mount |  | Fixed | Behind Consumption Meter |  | No
| 21-0429-NMR | Kenneth Valentine | 2021-01-28 | 2021-01-28 | 02/12/21 02/12/21 | 820 Murray Road | East Montpelier | 5602 | Washington Electric Cooperative Inc. | Solar | 4.72 | KW | Yes |  | Closed | Meghan Cook, SunCommon | LG | LG Neon2 360 | 16 | 360 | 5.76 | Enphase | IQ7 Plus |  | Roof Mount |  | Fixed | Behind Consumption Meter |  | Yes
| 21-0455-NMR | Roderick Maile Suzanne G Maile | 2021-01-29 | 2021-01-29 | 02/16/21 02/16/21 | 131 Lime Kiln Road | Topsham | 5076 | Washington Electric Cooperative Inc. | Solar | 5 | KW | Yes |  | Closed | Solaflect Energy | Axitec | AC-320MH/120S | 16 | 320 | 5.12 | Fronius | Primo 5.0-1 |  | Ground Mount |  | 2-axis | Behind Consumption Meter |  | No
| 21-0512-NMR | Jonathan Ruggiero | 2021-01-29 | 2021-01-29 | 02/16/21 02/16/21 | 1920 Dowsville Road | Moretown | 5660 | Washington Electric Cooperative Inc. | Solar | 15 | KW | Yes | Yes | Closed | Smith and McClain | Hanwha | QCell Duo 425 | 52 | 425 | 22.1 | Fronius | Primo 15 |  | Ground Mount |  | Fixed | Behind Consumption Meter |  | No
| 21-0535-NMR | Evan Reiss | 2021-01-29 | 2021-01-29 | 02/16/21 02/16/21 | 213 Bicknell Hill Road | Tunbridge | 5077 | Washington Electric Cooperative Inc. | Solar | 10 | KW | Yes |  | Closed | SWJ Electric | HANWA | HANWA Q. PEAK DUO 340 | 25 | 340 | 8.5 | SOLAREDGE | SE10000H-US000NNU2 |  | Ground Mount |  | Fixed | Generation Meter |  | No
| 21-0577-NMR | Joe Lord Farm LLC | 2021-02-01 | 2021-02-01 | 02/17/21 02/17/21 | 482 Joe Lord Road | Corinth | 5039 | Washington Electric Cooperative Inc. | Solar | 15 | KW | Yes |  | Closed | Solaflect Energy | Axitec | AC-320MH/120S | 48 | 320 | 15.36 | Fronius | (3) Primo 5.0-1 |  | Ground Mount |  | 2-axis | Behind Consumption Meter |  | No
| 21-0596-NMR | Joe Lord Farm LLC | 2021-02-01 | 2021-02-01 | 02/17/21 02/17/21 | 800 Joe Lord Road | Corinth | 5039 | Washington Electric Cooperative Inc. | Solar | 15 | KW | Yes |  | Closed | Solaflect Energy | Axitec | AC-320MH/120S | 48 | 320 | 15.36 | Fronius | Primo 5.0-1 ( 3 ) |  | Ground Mount |  | 2-axis | Behind Consumption Meter |  | No
| 21-0597-NMR | Joe Lord Farm LLC | 2021-02-01 | 2021-02-01 | 02/17/21 02/17/21 | 600 Joe Lord Road | Corinth | 5039 | Washington Electric Cooperative Inc. | Solar | 15 | KW | Yes |  | Closed | Solaflect Energy | Axitec | AC-320MH/120S | 48 | 320 | 15.36 | Fronius | Primo 5.0-1 ( 3 ) |  | Ground Mount |  | 2-axis | Behind Consumption Meter |  | No
| 21-0611-NMR | Sweet Bear Farm | 2021-02-01 | 2021-02-01 | 02/17/21 02/17/21 | 555 Perdue Place | Corinth | 5039 | Washington Electric Cooperative Inc. | Solar | 6 | KW | Yes |  | Closed | Catamount Solar | REC | REC370AA | 24 | 370 | 8.88 | SolarEdge | SE6000H-US |  | Roof Mount |  | Fixed | Behind Consumption Meter |  | Yes
| 21-0613-NMR | Kelly Poulin | 2021-02-01 | 2021-02-01 | 02/17/21 02/17/21 | 1299 Gilbert Road | Williamstown | 5679 | Washington Electric Cooperative Inc. | Solar | 4.43 | KW | Yes | Yes | Closed | Meghan Cook, SunCommon | LG | LG Neon2 360 | 15 | 360 | 5.4 | Enphase | IQ7 Plus |  | Roof Mount |  | Fixed | Behind Consumption Meter |  | No
| 21-0621-NMR | Douglas Surwilo | 2021-02-01 | 2021-02-01 | 02/17/21 02/17/21 | 569 Falls Bridge Road | Williamstown | 5679 | Washington Electric Cooperative Inc. | Solar | 4.13 | KW | Yes |  | Closed | Solar Communities, (DBA) SunCommon | LG | LG Neon2 360 | 14 | 360 | 5.04 | Enphase | (14) Enphase IQ7 Plus |  | Roof Mount |  | Fixed | Behind Consumption Meter |  | No
| 21-0630-NMR | Cornelius Hochstedler | 2021-02-01 | 2021-02-01 | 02/17/21 02/17/21 | 8440 VT Route 113, 8440 VT Rte 113 | Vershire | 5079 | Washington Electric Cooperative Inc. | Solar | 6 | KW | Yes |  | Closed |  | SunPower | SPR-215-BLK-U | 32 | 215 | 6.88 | SMA | SB 6000US-12 |  | Ground Mount |  | Fixed | Behind Consumption Meter |  | No
| 21-0634-NMR | Mitch Osiecki Robyn Osiecki | 2021-02-01 | 2021-02-01 | 02/17/21 02/17/21 | 60 French Road | Middlesex | 5602 | Washington Electric Cooperative Inc. | Solar | 5 | KW | Yes |  | Closed | Catamount Solar | Hanwha | Hanwha Q Peak DUO 330 | 18 | 330 | 5.94 | SolarEdge | SE5000H-US |  | Roof Mount |  | Fixed | Behind Consumption Meter |  | No
| 21-0755-NMR | Gretchen Mashkuri Javad Mashkuri | 2021-02-01 | 2021-02-01 | 02/17/21 02/17/21 | 93 Government Hill Road | Middlesex | 5602 | Washington Electric Cooperative Inc. | Solar | 6 | KW | Yes |  | Closed | Solaflect Energy | LG | LG375A1C-V5 | 16 | 375 | 6 | Fronius | Primo 6.0-1 |  | Ground Mount |  | 2-axis | Behind Consumption Meter |  | No
| 21-0837-NMR | Richard Cawley | 2021-02-05 | 2021-02-05 | 02/23/21 02/23/21 | 1920 Chelsea Rd | Corinth | 5039 | Washington Electric Cooperative Inc. | Solar | 4 | KW | Yes | Yes | Closed |  | Q Cell | 425 Watt PV Modules | 10 | 425 | 4.25 | Fronius | Primo 3.84 |  | Roof Mount |  | Fixed | Behind Consumption Meter |  | No
| 21-0837-NMR | Richard Cawley | 2021-02-05 | 2021-02-05 | 02/23/21 02/23/21 | 1920 Chelsea Rd | Corinth | 5039 | Washington Electric Cooperative Inc. | Solar | 6 | KW | Yes | Yes | Closed |  | LG | LG 360 Q1C | 16 | 360 | 5.76 | Fronius | Primo 6.0-1 |  | Ground Mount |  | 2-axis | Behind Consumption Meter |  | No
| 21-1037-NMR | Mark LaFleche | 2021-03-09 | 2021-03-09 | 03/24/21 03/24/21 | 276 Washington Rd. | Williamstown | 5679 | Washington Electric Cooperative Inc. | Solar | 6.2 | KW | Yes |  | Closed | Meghan Cook, SunCommon | LG | Neon2 370 | 21 | 370 | 7.7 | Enphase | IQ7 Plus |  | Roof Mount |  | Fixed | Behind Consumption Meter |  | No
| 21-1039-NMR | Ralf Schaarschmidt | 2021-03-09 | 2021-03-09 | 03/24/21 03/24/21 | 642 W Shore Dr | Groton | 5046 | Washington Electric Cooperative Inc. | Solar | 5.9 | KW | Yes |  | Closed | Meghan Cook, SunCommon | LG | Neon2 370 | 20 | 370 | 7.4 | Enphase | IQ7 Plus |  | Roof Mount |  | Fixed | Behind Consumption Meter |  | No
| 21-1126-NMR | David VonHolden | 2021-03-18 | 2021-03-18 | 04/2/21 04/2/21 | 932 EAST HILL ROAD | Brookfield | 5036 | Washington Electric Cooperative Inc. | Solar | 7.7 | KW | Yes |  | Closed | Meghan Cook, SunCommon | LG | Neon2 435 Bifacial | 24 | 435 | 10.44 | SunnyBoy | SMA SB 7.7 |  | Ground Mount |  | Fixed | Behind Consumption Meter |  | No
| 21-1183-NMR | Thomas Young | 2021-03-26 | 2021-03-26 | 04/12/21 04/12/21 | 103 Fox Hollow | Duxbury | 5676 | Washington Electric Cooperative Inc. | Solar | 7.7 | KW | Yes |  | Closed | Meghan Cook, SunCommon | LG | Neon2 435 Bifacial | 24 | 435 | 10.44 | SMA | SB 7.7 |  | Ground Mount |  | Fixed | Behind Consumption Meter |  | No
| 21-1217-NMR | Gary Smith | 2021-03-29 | 2021-03-29 | 04/13/21 04/13/21 | 2000 Upper Rd | Plainfield | 5667 | Washington Electric Cooperative Inc. | Solar | 11 | KW | Yes |  | Closed | Meghan Cook, SunCommon | LG | Neon2 435 Bifacial | 32 | 435 | 13.92 | SMA | (1) SB 5.0-US (1) SB 6.0-US |  | Ground Mount |  | Fixed | Behind Consumption Meter |  | No
| 21-1237-NMR | Kelly Poulin | 2021-03-31 | 2021-03-31 | 04/15/21 04/15/21 | 1299 Gilbert Road | Williamstown | 5679 | Washington Electric Cooperative Inc. | Solar | 4.43 | KW | Yes | Yes | Closed | Meghan Cook, SunCommon Meghan Cook, SunCommon | LG | Neon2 360 | 15 | 360 | 5.4 | Enphase | IQ7 Plus |  | Roof Mount |  | Fixed | Behind Consumption Meter |  | No
| 21-1237-NMR | Kelly Poulin | 2021-03-31 | 2021-03-31 | 04/15/21 04/15/21 | 1299 Gilbert Road | Williamstown | 5679 | Washington Electric Cooperative Inc. | Solar | 4.72 | KW | Yes | Yes | Closed | Meghan Cook, SunCommon Meghan Cook, SunCommon | LG | Neon2 360 | 16 | 360 | 5.76 | Enphase | IQ7 Plus |  | Roof Mount |  | Fixed | Behind Consumption Meter |  | No
| 21-1308-NMR | Christian Andresen | 2021-04-07 | 2021-04-07 | 04/22/21 04/22/21 | 1104 Hagget Road | Calais | 5602 | Washington Electric Cooperative Inc. | Solar | 2.95 | KW | Yes |  | Closed | Natosi Solar, LLC Natosi Solar, LLC | Q.Cell | Q.Peak Duo BLK-G6 340 | 10 | 340 | 3.4 | EnPhase | IQ7+ |  | Roof Mount |  | Fixed | Behind Consumption Meter |  | No
| 21-1308-NMR | Christian Andresen | 2021-04-07 | 2021-04-07 | 04/22/21 04/22/21 | 1104 Hagget Road | Calais | 5602 | Washington Electric Cooperative Inc. | Solar | 2.36 | KW | Yes |  | Closed | Natosi Solar, LLC Natosi Solar, LLC | Q.Cell | Q.Peak Duo BLK-G6 340 | 8 | 340 | 2.72 | EnPhase | IQ7+ |  | Ground Mount |  | Fixed | Behind Consumption Meter |  | No
| 21-1363-NMR | Katelyn Michell | 2021-04-12 | 2021-04-12 | 04/27/21 04/27/21 | 955 AIRPORT RD | Fayston | 5660 | Washington Electric Cooperative Inc. | Solar | 7.67 | KW | Yes | Yes | Closed | Meghan Cook, SunCommon | LG | Neon2 370 | 26 | 370 | 9.62 | Enphase | IQ7 Plus |  | Roof Mount |  | Fixed | Behind Consumption Meter |  | No
| 21-1378-NMR | Shawn Twing | 2021-04-12 | 2021-04-12 | 04/27/21 04/27/21 | 40 Dodge Rd | Chelsea | 5038 | Washington Electric Cooperative Inc. | Solar | 10.7 | KW | Yes | Yes | Closed | Meghan Cook, SunCommon | LG | Neon2 435 Bifacial | 30 | 435 | 13.05 | SMA | (1) SB 7.7, (1) SB 3.0 |  | Ground Mount |  | Fixed | Behind Consumption Meter |  | No
| 21-1524-NMR | Vito Naikus | 2021-04-22 | 2021-04-22 | 05/7/21 05/7/21 | 86 Jones Road | Montpelier | 5602 | Washington Electric Cooperative Inc. | Solar | 8.85 | KW | Yes |  | Closed | Meghan Cook, SunCommon | LG | Neon2 370 | 30 | 370 | 11.1 | Enphase | IQ7 Plus |  | Roof Mount |  | Fixed | Behind Consumption Meter |  | No
| 21-1529-NMR | Jonathan Cullen | 2021-04-23 | 2021-04-23 | 05/10/21 05/10/21 | 40 Cheney Road | Barre Town | 5641 | Washington Electric Cooperative Inc. | Solar | 7.08 | KW | Yes |  | Closed | Meghan Cook, SunCommon | Longi | LR4-360 | 24 | 360 | 8.64 | Enphase | IQ7 Plus |  | Roof Mount |  | Fixed | Behind Consumption Meter |  | No
| 21-1681-NMR | Ally & Jeremy Hook | 2021-05-05 | 2021-05-05 | 05/21/21 05/21/21 | 38 Pent Road | Chelsea | 5038 | Washington Electric Cooperative Inc. | Solar | 7.6 | KW | Yes |  | Closed | Integrity Energy | Qcell | Q.PEAK DUO L-G8.2 | 20 | 425 | 8.5 | Generac Powercell | 7602 |  | Ground Mount |  | Fixed | Behind Consumption Meter |  | No
| 21-1775-NMR | Michael Tobias | 2021-05-13 | 2021-05-13 | 06/10/21 06/10/21 | 115 Tebbetts Rd. | Cabot | 5647 | Washington Electric Cooperative Inc. | Solar | 4.43 | KW | Yes |  | Closed | Meghan Cook, SunCommon | LG | Neon2 380 | 15 | 380 | 5.7 | Enphase | IQ7 Plus |  | Roof Mount |  | Fixed | Behind Consumption Meter |  | No
| 21-1786-NMR | HEIDI ORTON | 2021-05-14 | 2021-05-14 | 06/1/21 06/1/21 | 500 GETZ RD. | Williamstown | 5679 | Washington Electric Cooperative Inc. | Solar | 9.8 | KW | Yes |  | Closed | Sunrun Installation Services, Inc. | JA SOLAR | JAM60S10-340/MR | 35 | 340 | 11.9 | SOLAREDGE | SE380H-USS3, SE6000H-USSE |  | Roof Mount |  | Fixed | Behind Consumption Meter |  | No
| 21-1801-NMR | Adam Dobson | 2021-05-14 | 2021-05-14 | 06/1/21 06/1/21 | 217 Martins Pond Lane | Peacham | 5046 | Washington Electric Cooperative Inc. | Solar | 10 | KW | Yes | Yes | Closed | Solaflect Energy | Axitec | AC-330M-120V | 32 | 330 | 10.56 | Fronius | Primo 5.0-1 ( 2 ) |  | Ground Mount |  | 2-axis | Behind Consumption Meter |  | No
| 21-1975-NMR | Phelan Kim | 2021-06-02 | 2021-06-02 | 06/17/21 06/17/21 | 97 Stony Hill Road | Fayston | 5673 | Washington Electric Cooperative Inc. | Solar | 10.32 | KW | Yes |  | Closed | Harvestar LLC | Hanwha | Q cell 340 BOB | 35 | 340 | 11.9 | Enphase | IQ7 Plus |  | Roof Mount |  | Fixed | Behind Consumption Meter |  | Yes
| 21-2006-NMR | Kristen Zagaski | 2021-06-07 | 2021-06-07 | 06/22/21 06/22/21 | 45 Angell Rd | Chelsea | 5038 | Washington Electric Cooperative Inc. | Solar | 7.7 | KW | Yes |  | Closed | Meghan Cook, SunCommon | LG | NeonH 440 Bifacial | 22 | 440 | 9.68 | SMA | SB 7.7 |  | Ground Mount |  | Fixed | Behind Consumption Meter |  | No
| 21-2015-NMR | Paula Gills | 2021-06-07 | 2021-06-07 | 06/22/21 06/22/21 | 466 Howe Rd | Northfield | 5663 | Washington Electric Cooperative Inc. | Solar | 7.32 | KW | Yes |  | Closed | Green Mountain Solar | LG | Neon H | 20 | 440 | 8.8 | Enphase | IQ 7A |  | Ground Mount |  | Fixed | Behind Consumption Meter |  | No
| 21-2052-NMR | Andy Cochran Tammy Cochran | 2021-06-08 | 2021-06-08 | 06/23/21 06/23/21 | 361 Keiser Pond Rd | Peacham | 5862 | Washington Electric Cooperative Inc. | Solar | 5 | KW | Yes |  | Closed | CFW Electric | Suntech | STP170S-24/Ab-1 | 28 | 170 | 4.76 | SMA | Sunny Boy SB5.0-1SP-US-41 |  | Ground Mount |  | 1-axis | Generation Meter |  | No
| 21-2080-NMR | Kip Sabens | 2021-06-11 | 2021-06-11 | 07/1/21 07/1/21 | 59 Apple Blossom Rd | Barre Town | 5641 | Washington Electric Cooperative Inc. | Solar | 6 | KW | Yes |  | Closed | All Earth Renewables | SunPower | SPR-320E-WHT-D | 20 | 320 | 6.4 | SMA | SB6000US |  | Ground Mount |  | 2-axis | Behind Consumption Meter |  | No
| 21-2111-NMR | John Atkinson | 2021-06-14 | 2021-06-14 | 06/29/21 06/29/21 | 152 South Hill Road | Moretown | 5660 | Washington Electric Cooperative Inc. | Solar | 5.61 | KW | Yes | Yes | Closed | Meghan Cook, SunCommon | LG | NeonR 435 | 19 | 435 | 8.27 | Enphase | IQ7A |  | Roof Mount |  | Fixed | Behind Consumption Meter |  | No
| 21-2147-NMR | Natasha Banning | 2021-06-15 | 2021-06-15 | 06/30/21 06/30/21 | 579 Minister Brook Road | Worcester | 5682 | Washington Electric Cooperative Inc. | Solar | 7.7 | KW | Yes |  | Closed | Meghan Cook, SunCommon | LG | NeonH 435 Bifacial | 20 | 435 | 8.7 | SMA | SB 7.7 |  | Ground Mount |  | Fixed | Behind Consumption Meter |  | No
| 21-2153-NMR | Michael Bransfield | 2021-06-15 | 2021-06-15 | 06/30/21 06/30/21 | 122 Snowden Lane | Moretown | 5660 | Washington Electric Cooperative Inc. | Solar | 7.7 | KW | Yes |  | Closed | Meghan Cook, SunCommon | LG | NeonH 440 Bifacial | 24 | 440 | 10.56 | SMA | SB 7.7 |  | Ground Mount |  | Fixed | Behind Consumption Meter |  | No
| 21-2238-NMR | Joseph Troiano | 2021-06-23 | 2021-06-23 | 07/9/21 07/9/21 | 261 Hutchins Farm Rd. | Stannard | 5836 | Washington Electric Cooperative Inc. | Solar | 5 | KW | Yes |  | Closed | All Earth Renewables | SunPower | SPR-320E-WHT-D | 20 | 320 | 6.4 | SMA | SB5000US |  | Ground Mount |  | 2-axis | Behind Consumption Meter |  | No
| 21-2242-NMR | Liza Cabot-Case | 2021-06-23 | 2021-06-23 | 07/9/21 07/9/21 | 400 Green Bay Loop | Peacham | 5862 | Washington Electric Cooperative Inc. | Solar | 15 | KW | Yes | Yes | Closed | Integrity Energy | Qcell | Q.PEAK DUO L-G6.2 | 48 | 425 | 20.4 | SMA | Sunny Boy 5.0-US |  | Ground Mount |  | Fixed | Behind Consumption Meter |  | No
| 21-2267-NMR | Asa Kuhn Christopher Kurdek | 2021-06-24 | 2021-06-24 | 07/12/21 07/12/21 | 20 Hall Rd | Stannard | 5842 | Washington Electric Cooperative Inc. | Solar | 12 | KW | Yes | Yes | Closed |  | LG | LG405N2T-J5 | 24 | 405 | 9.72 | Sol-Ark | SA-12K |  | Ground Mount |  | Fixed | Behind Consumption Meter |  | No
| 21-2323-NMR | Jennifer Curtin | 2021-06-30 | 2021-06-30 | 07/16/21 07/16/21 | 121 Clermont Road | Washington | 5675 | Washington Electric Cooperative Inc. | Solar | 7.6 | KW | Yes |  | Closed | Meghan Cook, SunCommon | Tesla | SR60T1 | 5555 | 1 | 5.55 | Tesla | Tesla 7.6kW (240V) |  | Roof Mount |  | Fixed | Behind Consumption Meter |  | No
| 21-2339-NMR | Jeremy Levine | 2021-07-01 | 2021-07-01 | 07/19/21 07/19/21 | 690 Great Rd | Groton | 5046 | Washington Electric Cooperative Inc. | Solar | 3.66 | KW | Yes |  | Closed | Green Mountain Solar | REC | Alpha | 10 | 445 | 4.45 | Enphase | IQ7A |  | Ground Mount |  | Fixed | Behind Consumption Meter |  | No
| 21-2342-NMR | PETER S CARBEE | 2021-07-01 | 2021-07-01 | 07/19/21 07/19/21 | 3096 SCOTT HWY | Groton | 5046 | Washington Electric Cooperative Inc. | Solar | 9.42 | KW | Yes |  | Closed | Sunrun Installation Services, Inc. | JA SOLAR | JAM60S10-340/MR | 28 | 340 | 9.52 | SOLAREDGE | SE3800H-USS3, SE6000H-USS3 |  | Ground Mount |  | Fixed | Behind Consumption Meter |  | No
| 21-2355-NMR | Misa Dikengil | 2021-07-01 | 2021-07-01 | 07/19/21 07/19/21 | 3696 North Fayston Road | Fayston | 5660 | Washington Electric Cooperative Inc. | Solar | 13 | KW | Yes |  | Closed | Meghan Cook, SunCommon | LG | NeonH 440 Bifacial | 40 | 440 | 17.6 | SMA | (1) SB 7.0, (1) SB 6.0 |  | Ground Mount |  | Fixed | Behind Consumption Meter |  | No
| 21-2421-NMR | JENNIFER S SMITH | 2021-07-07 | 2021-07-07 | 07/22/21 07/22/21 | 2110 MORETOWN COMMON RD. | Moretown | 5660 | Washington Electric Cooperative Inc. | Solar | 7.6 | KW | Yes |  | Closed | Sunrun Installation Services, Inc. | JA SOLAR | JAM60S10-340/MR | 24 | 340 | 8.16 | SOLAREDGE | SE7600H-USS3 |  | Roof Mount |  | Fixed | Behind Consumption Meter |  | No
| 21-2451-NMR | Sandra Flemer | 2021-07-09 | 2021-07-09 | 07/26/21 07/26/21 | 403 Dearborn Hill Road | Corinth | 5039 | Washington Electric Cooperative Inc. | Solar | 6.79 | KW | Yes | Yes | Closed | Meghan Cook, SunCommon | LG | Neon2 380 | 23 | 380 | 8.74 | Enphase | IQ7 Plus |  | Roof Mount |  | Fixed | Behind Consumption Meter |  | No
| 21-2470-NMR | NANCY L SNOW | 2021-07-12 | 2021-07-12 | 07/27/21 07/27/21 | 784 FALLS BRIDGE RD. | Williamstown | 5679 | Washington Electric Cooperative Inc. | Solar | 7.6 | KW | Yes |  | Closed | Sunrun Installation Services, Inc. | JA SOLAR | JAM60S10-340/MR | 24 | 340 | 8.16 | SOLAREDGE | SE7600H-USS3 |  | Roof Mount |  | Fixed | Behind Consumption Meter |  | No
| 21-2500-NMR | Matthew Murphy | 2021-07-13 | 2021-07-13 | 07/28/21 07/28/21 | 1580 North St | Montpelier | 5602 | Washington Electric Cooperative Inc. | Solar | 15 | KW | Yes |  | Closed |  | Hanwha Q Cells | Q Peak 355 | 54 | 355 | 19.17 | Enphase | IQ7PLUS-72-2-US IQ 7+ |  | Ground Mount |  | Fixed | Behind Consumption Meter |  | No
| 21-2503-NMR | Matt Couture | 2021-07-13 | 2021-07-13 | 07/28/21 07/28/21 | 910 Gonyeau Rd | Plainfield | 5667 | Washington Electric Cooperative Inc. | Solar | 14.64 | KW | Yes |  | Closed | Green Mountain Solar | LG | Neon H | 40 | 440 | 17.6 | Enphase | IQ7A |  | Ground Mount |  | Fixed | Behind Consumption Meter |  | No
| 21-2583-NMR | Nancy Vandine | 2021-07-16 | 2021-07-16 | 08/2/21 08/2/21 | 125 Snowden Ln | Moretown | 5660 | Washington Electric Cooperative Inc. | Solar | 7.08 | KW | Yes | Yes | Closed | Meghan Cook, SunCommon | LG | Neon2 380 | 24 | 380 | 9.12 | Enphase | IQ7 Plus |  | Roof Mount |  | Fixed | Behind Consumption Meter |  | No
| 21-2608-NMR | Catherine Levey | 2021-07-20 | 2021-07-20 | 08/4/21 08/4/21 | 2887 N Fayston Rd | Moretown | 5660 | Washington Electric Cooperative Inc. | Solar | 5.02 | KW | Yes | Yes | Closed | Meghan Cook, SunCommon | LG | Neon2 380 | 17 | 380 | 6.46 | Enphase | IQ7 Plus |  | Roof Mount |  | Fixed | Behind Consumption Meter |  | No
| 21-2643-NMR | John Atkinson | 2021-07-22 | 2021-07-22 | 08/6/21 08/6/21 | 152 South Hill Road | Moretown | 5660 | Washington Electric Cooperative Inc. | Solar | 7.32 | KW | Yes | Yes | Closed | Meghan Cook, SunCommon | LG | NeonR 435 | 20 | 435 | 8.7 | Enphase | IQ7A |  | Roof Mount |  | Fixed | Behind Consumption Meter |  | No
| 21-2687-NMR | Meg Dawkins | 2021-07-26 | 2021-07-26 | 08/10/21 08/10/21 | 135 Dragonfly Lane | Calais | 5648 | Washington Electric Cooperative Inc. | Solar | 5.9 | KW | Yes | Yes | Closed | Meghan Cook, SunCommon | LG | Neon2 380 | 20 | 380 | 7.6 | Enphase | IQ7 Plus |  | Roof Mount |  | Fixed | Behind Consumption Meter |  | No
| 21-2722-NMR | Greg Whitchurch | 2021-07-28 | 2021-07-28 | 08/28/21 08/28/21 | 224 Brook road | Middlesex | 5602 | Washington Electric Cooperative Inc. | Solar | 10 | KW | Yes | Yes | Closed | Natosi Solar, LLC Natosi Solar, LLC Natosi Solar, LLC | LG | 440N2T-E6 | 21 | 440 | 9.24 | SolarEdge | SE10000HUS |  | Ground Mount |  | 1-axis | Behind Consumption Meter |  | No
| 21-2722-NMR | Greg Whitchurch | 2021-07-28 | 2021-07-28 | 08/28/21 08/28/21 | 224 Brook road | Middlesex | 5602 | Washington Electric Cooperative Inc. | Solar | 2.75 | KW | Yes | Yes | Closed | Natosi Solar, LLC Natosi Solar, LLC Natosi Solar, LLC | SunModule | SW 300 mono | 11 | 300 | 3.3 | EnPhase | M250 |  | Roof Mount |  | Fixed | Behind Consumption Meter |  | No
| 21-2722-NMR | Greg Whitchurch | 2021-07-28 | 2021-07-28 | 08/28/21 08/28/21 | 224 Brook road | Middlesex | 5602 | Washington Electric Cooperative Inc. | Solar | 3.93 | KW | Yes | Yes | Closed | Natosi Solar, LLC Natosi Solar, LLC Natosi Solar, LLC | Astronergy | CHSM6610P | 18 | 230 | 4.14 | Outback | PS1-3000 |  | Roof Mount |  | Fixed | Behind Consumption Meter |  | No
| 21-2808-NMR | Cynthia Spoor | 2021-08-03 | 2021-08-03 | 08/19/21 08/19/21 | 105 Spoor Road | Groton | 5046 | Washington Electric Cooperative Inc. | Solar | 8.56 | KW | Yes |  | Closed | Meghan Cook, SunCommon | LG | Neon2 380 | 29 | 380 | 11.02 | Enphase | IQ7 Plus |  | Roof Mount |  | Fixed | Behind Consumption Meter |  | No
| 21-2813-NMR | Phillip Hyjek | 2021-08-03 | 2021-08-03 | 08/19/21 08/19/21 | 589 Brook Rd. | Middlesex | 5602 | Washington Electric Cooperative Inc. | Solar | 7.97 | KW | Yes | Yes | Closed | Meghan Cook, SunCommon | LG | Neon2 380 | 27 | 380 | 10.26 | Enphase | IQ7 Plus |  | Roof Mount |  | Fixed | Behind Consumption Meter |  | No
| 21-2820-NMR | Timothy Brennan | 2021-08-03 | 2021-08-03 | 08/19/21 08/19/21 | 541 Graham Road | Williamstown | 5679 | Washington Electric Cooperative Inc. | Solar | 7.7 | KW | Yes |  | Closed | Meghan Cook, SunCommon | LG | NeonH 435 Bifacial | 24 | 435 | 10.44 | SMA | SB 7.7 |  | Ground Mount |  | Fixed | Behind Consumption Meter |  | No
| 21-2838-NMR | Adam Cotton | 2021-08-04 | 2021-08-04 | 08/20/21 08/20/21 | 605 vt rte 64 | Northfield | 05663-7056 | Washington Electric Cooperative Inc. | Solar | 6 | KW | Yes | Yes | Closed | timothy stafford | Longi | LR4-72HBD-445M | 16 | 445 | 7.12 | SMA | SMA SB6.0-1SP-US-41 SUNNY Boy | Behind Consumption Meter | Roof Mount |  | Fixed | Behind Consumption Meter |  | No
| 21-2843-NMR | Michael Dornbrook | 2021-08-04 | 2021-08-04 | 08/20/21 08/20/21 | 415 Lower Harrington Hill Rd | Walden | 5873 | Washington Electric Cooperative Inc. | Solar | 2.15 | KW | Yes | Yes | Closed | Solartech Solartech | Solarworld | SW250 | 10 | 250 | 2.5 | Enphase | M215 |  | Roof Mount |  | Fixed | Behind Consumption Meter |  | No
| 21-2843-NMR | Michael Dornbrook | 2021-08-04 | 2021-08-04 | 08/20/21 08/20/21 | 415 Lower Harrington Hill Rd | Walden | 5873 | Washington Electric Cooperative Inc. | Solar | 3.85 | KW | Yes | Yes | Closed | Solartech Solartech | LG | LG375N1C-A6 | 11 | 375 | 4.13 | Enphase | IQ7Plus |  | Roof Mount |  | Fixed | Behind Consumption Meter |  | No
| 21-2973-NMR | LUCINDA D NEWMAN | 2021-08-13 | 2021-08-13 | 08/31/21 08/31/21 | 6899 VT RTE 100B | Moretown | 5660 | Washington Electric Cooperative Inc. | Solar | 3.84 | KW | Yes |  | Closed | Sunrun Installation Services, Inc. | JA SOLAR | JAM60S10-340/MR | 9 | 340 | 3.06 | DELTA | M4-TL-US |  | Roof Mount |  | Fixed | Behind Consumption Meter |  | No
| 21-2987-NMR | Garrath Leonard | 2021-08-13 | 2021-08-13 | 08/31/21 08/31/21 | 23 John White Road | Topsham | 5076 | Washington Electric Cooperative Inc. | Solar | 5 | KW | Yes |  | Closed | Catamount Solar | Hanwha | Hanwha Q Peak DUO G5-325 | 16 | 325 | 5.2 | SolarEdge | SE5000H-US |  | Roof Mount |  | Fixed | Behind Consumption Meter |  | No
| 21-3023-NMR | Bridget M Donnelly | 2021-08-17 | 2021-08-17 | 09/1/21 09/1/21 | 25 Ennis Rd | Cabot | 5647 | Washington Electric Cooperative Inc. | Solar | 9.44 | KW | Yes |  | Closed | Rebecca Payne | LG | Neon2 380 | 32 | 380 | 12.16 | Enphase | Microinverter - IQ7 Plus |  | Roof Mount |  | Fixed | Behind Consumption Meter |  | No
| 21-3029-NMR | Donald & Wendy Campbell | 2021-08-17 | 2021-08-17 | 09/1/21 09/1/21 | 53 Stone House Rd | Tunbridge | 5077 | Washington Electric Cooperative Inc. | Solar | 10.7 | KW | Yes |  | Closed | Rebecca Payne | LG | NeonH 435 Bifacial | 30 | 435 | 13.05 | SMA | (1) SB 7.7, (1) SB 3.0 |  | Ground Mount |  | Fixed | Behind Consumption Meter |  | No
| 21-3036-NMR | Fred Weddle Deborah Kissane | 2021-08-17 | 2021-08-17 | 09/1/21 09/1/21 | 1533 White Road | Corinth | 5039 | Washington Electric Cooperative Inc. | Solar | 6 | KW | Yes |  | Closed | Solaflect Energy | LG | LG400Q1C-A6 | 16 | 400 | 6.4 | Fronius | Primo 6.0-1 |  | Ground Mount |  | 2-axis | Behind Consumption Meter |  | No
| 21-3039-NMR | Stewart McLean | 2021-08-17 | 2021-08-17 | 09/1/21 09/1/21 | 266 Homewilde Lane | Northfield | 5663 | Washington Electric Cooperative Inc. | Solar | 6 | KW | Yes |  | Closed | Solaflect Energy | LG | LG400Q1C-A6 | 16 | 400 | 6.4 | Fronius | Primo 6.0-1 |  | Ground Mount |  | 2-axis | Behind Consumption Meter |  | No
| 21-3053-NMR | THOMAS F TAYLOR | 2021-08-18 | 2021-08-18 | 09/2/21 09/2/21 | 1046 BARROWS RD. | Northfield | 5663 | Washington Electric Cooperative Inc. | Solar | 6 | KW | Yes |  | Closed | Sunrun Installation Services, Inc. | JA SOLAR | JAM60S10-340/MR | 20 | 340 | 6.8 | SOLAREDGE | SE6000H-USS3 |  | Ground Mount |  | Fixed | Behind Consumption Meter |  | No
| 21-3069-NMR | Marc Emerson | 2021-08-18 | 2021-08-18 | 09/2/21 09/2/21 | 56 Chelsea Road | Brookfield | 5036 | Washington Electric Cooperative Inc. | Solar | 6.2 | KW | Yes |  | Closed | Meghan Cook, SunCommon | LG | Neon2 380 | 21 | 380 | 7.98 | Enphase | IQ7 Plus |  | Roof Mount |  | Fixed | Behind Consumption Meter |  | No
| 21-3073-NMR | Heather McLane | 2021-08-18 | 2021-08-18 | 09/2/21 09/2/21 | 390 Shady Rill Rd | Middlesex | 5602 | Washington Electric Cooperative Inc. | Solar | 9.15 | KW | Yes |  | Closed | Green Mountain Solar | LG | Neon H | 25 | 440 | 11 | Enphase | IQ7A |  | Ground Mount |  | Fixed | Behind Consumption Meter |  | No
| 21-3129-NMR | Martin Klein | 2021-08-20 | 2021-08-20 | 09/7/21 09/7/21 | 4198 Scott Highway | Groton | 5046 | Washington Electric Cooperative Inc. | Solar | 6 | KW | Yes |  | Closed | Solaflect Energy | LG | LG400Q1C-A6 | 16 | 400 | 6.4 | Fronius | Primo 6.0-1 |  | Ground Mount |  | 2-axis | Behind Consumption Meter |  | No
| 21-3132-NMR | Abby Dreyer | 2021-08-23 | 2021-08-23 | 09/8/21 09/8/21 | 2142 North Fayston Rd | Fayston | 5660 | Washington Electric Cooperative Inc. | Solar | 15 | KW | Yes |  | Closed | Meghan Cook, SunCommon | LG | NeonH 435 | 50 | 435 | 21.75 | SMA | (1) SB 3.0, (2) SB 6.0 |  | Ground Mount |  | Fixed | Behind Consumption Meter |  | No
| 21-3150-NMR | Tara M Schuren Eileen Simpson | 2021-08-23 | 2021-08-23 | 09/8/21 09/8/21 | 56 Going Road | Calais | 5648 | Washington Electric Cooperative Inc. | Solar | 10 | KW | Yes |  | Closed | Building Energy | LG | LG375N1C-A6 | 28 | 375 | 10.5 | Solaredge | SE10000H-US |  | Roof Mount |  | Fixed | Behind Consumption Meter |  | No
| 21-3154-NM | West Glover Roaring Brook | 2021-08-23 | 2021-08-30 |  | 48 County Rd | Glover | 5839 | Vermont Electric Cooperative Inc. | Solar | 50 | KW | Yes |  | Open | Norwich Technologies, Inc. | Trina | TSM-DE15H(II) | 180 | 405 | 72.9 | Fronius Primo | 12.5-1 ISO-NE SRD compliant | See Attachment A (Site Plan) | Ground Mount |  | Fixed | Generation Meter | 4793400, 48 County Rd, 100% | Yes
| 21-3163-NMR | Scott MacAskill | 2021-08-24 | 2021-08-24 | 09/9/21 09/9/21 | 1351 S Hill Rd | Williamstown | 5679 | Washington Electric Cooperative Inc. | Solar | 7.97 | KW | Yes | Yes | Closed | Meghan Cook, SunCommon | LG | Neon2 380 | 27 | 380 | 10.26 | Enphase | IQ7 Plus |  | Roof Mount |  | Fixed | Behind Consumption Meter |  | No
| 21-3186-NMR | Angela Brick | 2021-08-24 | 2021-08-24 | 09/9/21 09/9/21 | 1431 Chelsea Rd | Bradford | 5033 | Washington Electric Cooperative Inc. | Solar | 13 | KW | Yes | Yes | Closed | Meghan Cook, SunCommon | LG | Neon2 435 Bifacial | 40 | 435 | 17.4 | SMA | (1) SB 6.0, (1) SB 7.0 |  | Ground Mount |  | Fixed | Behind Consumption Meter |  | No
| 21-3188-NMR | Lawrence Rooney | 2021-08-24 | 2021-08-24 | 09/9/21 09/9/21 | 48 Story Rd | Middlesex | 5602 | Washington Electric Cooperative Inc. | Solar | 8.85 | KW | Yes | Yes | Closed | Meghan Cook, SunCommon | LG | Neon2 380 | 30 | 380 | 11.4 | Enphase | IQ7 Plus |  | Roof Mount |  | Fixed | Behind Consumption Meter |  | No
| 21-3189-NMR | Gina Jenkins | 2021-08-24 | 2021-08-24 | 09/9/21 09/9/21 | 890 Lyle Young Rd | East Montpelier | 5651 | Washington Electric Cooperative Inc. | Solar | 9 | KW | Yes | Yes | Closed | Meghan Cook, SunCommon | LG | NeonH 435 Bifacial | 26 | 435 | 11.31 | SMA | (1) SB 6.0 (1) SB 3.0 |  | Ground Mount |  | Fixed | Behind Consumption Meter |  | No
| 21-3250-NMR | Carl Martin | 2021-08-26 | 2021-08-26 | 09/13/21 09/13/21 | 2637 Baptist St | Williamstown | 5679 | Washington Electric Cooperative Inc. | Solar | 6 | KW | Yes |  | Closed | Sunrun Installation Services, Inc. | JA Solar | JAM60S10-340/MR | 21 | 340 | 7.14 | SolarEdge Technologies | SE6000H-USS3 |  | Roof Mount |  | Fixed | Behind Consumption Meter |  | No
| 21-3293-NMR | Susan Pelchar | 2021-08-27 | 2021-08-27 | 09/14/21 09/14/21 | 193 McCullough Hill Road | Middlesex | 5602 | Washington Electric Cooperative Inc. | Solar | 12.44 | KW | Yes |  | Closed | Rebecca Payne | LG | NeonR | 34 | 435 | 14.79 | Enphase | Microinverter IQ7A |  | Roof Mount |  | Fixed | Behind Consumption Meter |  | No
| 21-3295-NMR | Katherine Lea | 2021-08-27 | 2021-08-27 | 09/14/21 09/14/21 | 513 Taplin Hill Road | Corinth | 5039 | Washington Electric Cooperative Inc. | Solar | 10 | KW | Yes |  | Closed | Rebecca Payne | LG | Neon H 435 Bifacial | 28 | 435 | 12.18 | SMA | (1) SonnyBoy 7 (1) SonnyBoy 3 |  | Ground Mount |  | Fixed | Behind Consumption Meter |  | No
| 21-3332-NMR | Rick Rountree | 2021-08-27 | 2021-08-27 | 09/14/21 09/14/21 | 9 Morgan Ln. | Barre Town | 5641 | Washington Electric Cooperative Inc. | Solar | 5.31 | KW | Yes |  | Closed | Green Mountain Solar | LG | Neon 2 | 18 | 380 | 6.84 | Enphase | IQ7+ |  | Roof Mount |  | Fixed | Behind Consumption Meter |  | No
| 21-3352-NMR | Robert Schellack | 2021-08-30 | 2021-08-30 | 09/15/21 09/15/21 | 121 Stony Hill Road | Moretown | 5660 | Washington Electric Cooperative Inc. | Solar | 12 | KW | Yes |  | Closed | SunCommon | LG | 435 | 36 | 435 | 15.66 | SMA | (2) SB6.0 |  | Ground Mount |  | Fixed | Behind Consumption Meter |  | No
| 21-3356-NMR | Chandler & Kelly Murch | 2021-08-30 | 2021-08-30 | 09/15/21 09/15/21 | 1260 Smith Hill Rd | Northfield | 5663 | Washington Electric Cooperative Inc. | Solar | 7.7 | KW | Yes |  | Closed | Rebecca Payne | LG | NeonH 435 Bifacial | 24 | 435 | 10.44 | SMA | SonnyBoy 7.7 |  | Ground Mount |  | Fixed | Behind Consumption Meter |  | No
| 21-3363-NMR | Lynda Markison | 2021-08-30 | 2021-08-30 | 09/15/21 09/15/21 | 1058 VT Route 15 | Danville | 5873 | Washington Electric Cooperative Inc. | Solar | 6 | KW | Yes |  | Closed | Rebecca Payne | LG | NeonH 435 Bifacial | 16 | 435 | 6.96 | SMA | SonnyBoy 6.0 |  | Ground Mount |  | Fixed | Behind Consumption Meter |  | No
| 21-3366-NMR | Zackary Mostov | 2021-08-30 | 2021-08-30 | 09/30/21 09/30/21 | 775 South Hill Road | Moretown | 5660 | Washington Electric Cooperative Inc. | Solar | 17.57 | KW | Yes |  | Closed | Rebecca Payne | LG | Neon2 380 | 48 | 380 | 18.24 | Enphase | Microinverter - IQ7A |  | Roof Mount |  | Fixed | Behind Consumption Meter |  | No
| 21-3368-NMR | Peter Perkins | 2021-08-30 | 2021-08-30 | 09/15/21 09/15/21 | 206 Apple Hill Road | Calais | 5648 | Washington Electric Cooperative Inc. | Solar | 5 | KW | Yes |  | Closed | Rebecca Payne | LG | NeonH 435 Bifacial | 14 | 435 | 6.09 | SMA | SonnyBoy 5.0 |  | Ground Mount |  | Fixed | Behind Consumption Meter |  | No
| 21-3408-NMR | Tim Ouellette | 2021-08-30 | 2021-08-30 | 09/15/21 09/15/21 | 19 US Route 302 | Topsham | 5086 | Washington Electric Cooperative Inc. | Solar | 4.13 | KW | Yes |  | Closed | SunCommon | LG | 380 | 14 | 380 | 5.32 | Enphase | IQ7 Plus |  | Roof Mount |  | Fixed | Behind Consumption Meter |  | No
| 21-3415-NMR | Blair Anzalone | 2021-08-30 | 2021-08-30 | 09/15/21 09/15/21 | 248 Notch Road | Middlesex | 5602 | Washington Electric Cooperative Inc. | Solar | 7.97 | KW | Yes |  | Closed | Meghan Cook, SunCommon | LG | Neon2 380 | 27 | 380 | 10.26 | Enphase | IQ7 Plus |  | Roof Mount |  | Fixed | Behind Consumption Meter |  | No
| 21-3443-NMR | Steven Hubbs | 2021-08-30 | 2021-08-30 | 09/15/21 09/15/21 | 330 Quaker Rd | East Montpelier | 5651 | Washington Electric Cooperative Inc. | Solar | 10.62 | KW | Yes |  | Closed | Green Mountain Solar | LG | Neon 2 | 36 | 380 | 13.68 | Enphase | IQ7+ |  | Roof Mount |  | Fixed | Behind Consumption Meter |  | No
| 21-3448-NMR | Wendy Ades | 2021-08-30 | 2021-08-30 | 09/15/21 09/15/21 | 466 Orton Rd | Walden | 5836 | Washington Electric Cooperative Inc. | Solar | 7.08 | KW | Yes | Yes | Closed | SunCommon | LG | 380 | 24 | 380 | 9.12 | Enphase | IQ7 Plus |  | Roof Mount |  | Fixed | Behind Consumption Meter |  | No
| 21-3480-NMR | Judy A Pransky | 2021-08-30 | 2021-08-30 | 09/15/21 09/15/21 | 234 Pransky Rd | Cabot | 5647 | Washington Electric Cooperative Inc. | Solar | 6.61 | KW | Yes |  | Closed | Rebecca Payne | LG | Neon2 380 | 19 | 380 | 7.22 | Enphase | Microinverter - IQ7 Plus |  | Roof Mount |  | Fixed | Behind Consumption Meter |  | No
| 21-3531-NMR | Jake Elliott | 2021-08-31 | 2021-08-31 | 09/16/21 09/16/21 | 1219 Apple Hill Rd | Calais | 5648 | Washington Electric Cooperative Inc. | Solar | 6.79 | KW | Yes |  | Closed | Meghan Cook, SunCommon | LG | Neon2 380 | 23 | 380 | 8.74 | Enphase | IQ7 Plus |  | Roof Mount |  | Fixed | Behind Consumption Meter |  | No
| 21-3533-NMR | Ashley Hudson | 2021-08-31 | 2021-08-31 | 09/16/21 09/16/21 | 388 Homewilde Ln | Northfield | 5663 | Washington Electric Cooperative Inc. | Solar | 11.21 | KW | Yes |  | Closed | Green Mountain Solar | LG | Neon R | 38 | 385 | 14.63 | Enphase | IQ7+ |  | Roof Mount |  | Fixed | Behind Consumption Meter |  | No
| 21-3543-NMR | Brian Treacy | 2021-08-31 | 2021-08-31 | 09/16/21 09/16/21 | 3685 North Fayston Road | Moretown | 5660 | Washington Electric Cooperative Inc. | Solar | 14.16 | KW | Yes |  | Closed | Green Mountain Solar | LG | NeonH Bifacial | 48 | 440 | 21.12 | Enphase | IQ 7+ |  | Ground Mount |  | Fixed | Behind Consumption Meter |  | No
| 21-3546-NMR | Scott Wood | 2021-08-31 | 2021-08-31 | 09/16/21 09/16/21 | 1713 Fulton Road | Corinth | 5040 | Washington Electric Cooperative Inc. | Solar | 5.9 | KW | Yes |  | Closed | Green Mountain Solar | LG | Neon2 | 20 | 380 | 7.6 | Enphase | IQ 7+ |  | Roof Mount |  | Fixed | Behind Consumption Meter |  | No
| 21-3588-NMR | Paul Erlbaum | 2021-08-31 | 2021-08-31 | 09/24/21 09/24/21 | 100 Brazier Rd | East Montpelier | 5651 | Washington Electric Cooperative Inc. | Solar | 3.5 | KW | Yes |  | Closed | Harvestar LLC | Hanwha | Q Peak 340 BOB | 12 | 340 | 4.1 | Enphase | IQ 7 plus |  | Roof Mount |  | Fixed | Behind Consumption Meter |  | No
| 21-3608-NMR | DC | 2021-08-31 | 2021-08-31 | 09/21/21 09/21/21 09/21/21 | 1038 Gould Hill Road | Montpelier | 5602 | Washington Electric Cooperative Inc. | Solar | 12 | KW | Yes |  | Closed | Solaflect Energy | LG | LG400Q1C-A6 | 32 | 400 | 12.8 | Fronius | Primo 6.0-1 ( 2 ) |  | Ground Mount |  | 2-axis | Behind Consumption Meter |  | No
| 21-3612-NMR | William Gaidys | 2021-08-31 | 2021-08-31 | 09/16/21 09/16/21 | 253 Phelps Road | Barre Town | 5641 | Washington Electric Cooperative Inc. | Solar | 6 | KW | Yes |  | Closed | Solaflect Energy | LG | LG400Q1C-A6 | 16 | 400 | 6.4 | Fronius | Primo 6.0-1 |  | Ground Mount |  | 2-axis | Behind Consumption Meter |  | No
| 21-3622-NMR | Roy Datema | 2021-08-31 | 2021-08-31 | 09/16/21 09/16/21 | 85 Taylor Rd | East Montpelier | 5651 | Washington Electric Cooperative Inc. | Solar | 5.31 | KW | Yes |  | Closed | Green Mountain Solar | LG | Neon 2 | 18 | 380 | 6.84 | Enphase | IQ7+ |  | Roof Mount |  | Fixed | Behind Consumption Meter |  | No
| 21-3629-NMR | Jahala Dudley | 2021-08-31 | 2021-08-31 | 10/1/21 10/1/21 | 3173 Brook Rd | Plainfield | 5667 | Washington Electric Cooperative Inc. | Solar | 20.95 | KW | Yes |  | Closed | SunCommon | LG | 380 | 71 | 380 | 26.98 | Enphase | IQ7 Plus |  | Roof Mount |  | Fixed | Behind Consumption Meter |  | No
| 21-3641-NMR | Ted Allen | 2021-08-31 | 2021-08-31 | 09/16/21 09/16/21 | 2838 County Road | East Montpelier | 5602 | Washington Electric Cooperative Inc. | Solar | 4 | KW | Yes | Yes Yes | Closed | Catamount Solar Catamount Solar Catamount Solar | SolarWorld | SW275 | 16 | 275 | 4.4 | Solectria | Solectria PVI 4000 |  | Roof Mount |  | Fixed | Behind Consumption Meter |  | No
| 21-3641-NMR | Ted Allen | 2021-08-31 | 2021-08-31 | 09/16/21 09/16/21 | 2838 County Road | East Montpelier | 5602 | Washington Electric Cooperative Inc. | Solar | 7.6 | KW | Yes | Yes Yes | Closed | Catamount Solar Catamount Solar Catamount Solar | Canadian Solar | CS6X 290W | 30 | 290 | 8.7 | SolarEdge | SE7600 |  | Ground Mount |  | Fixed | Behind Consumption Meter |  | No
| 21-3641-NMR | Ted Allen | 2021-08-31 | 2021-08-31 | 09/16/21 09/16/21 | 2838 County Road | East Montpelier | 5602 | Washington Electric Cooperative Inc. | Solar | 3 | KW | Yes | Yes Yes | Closed | Catamount Solar Catamount Solar Catamount Solar | Hanwha | Hanwha Q Peak DUO L G8 430 | 8 | 430 | 3.44 | SolarEdge | SE3000H-US |  | Ground Mount |  | Fixed | Behind Consumption Meter |  | No
| 21-3683-NMR | Marc Lefebvre | 2021-08-31 | 2021-08-31 | 10/1/21 10/1/21 | 110 Kibling Hill Road | Tunbridge | 5077 | Washington Electric Cooperative Inc. | Solar | 5 | KW | Yes | Yes | Closed | Catamount Solar Catamount Solar | Canadian Solar | CS6X 320W | 18 | 320 | 5.76 | SolarEdge | SE5000 |  | Roof Mount |  | Fixed | Behind Consumption Meter |  | No
| 21-3683-NMR | Marc Lefebvre | 2021-08-31 | 2021-08-31 | 10/1/21 10/1/21 | 110 Kibling Hill Road | Tunbridge | 5077 | Washington Electric Cooperative Inc. | Solar | 15 | KW | Yes | Yes | Closed | Catamount Solar Catamount Solar | Hanwha | Hanwha Q Peak DUO L-G8 | 36 | 430 | 15.48 | SolarEdge | SE10000H-US & SE5000H-US |  | Ground Mount |  | Fixed | Behind Consumption Meter |  | No
| 21-3700-NMR | James LaPaglia | 2021-09-01 | 2021-09-01 | 09/17/21 09/17/21 | 94 Bayne Comolli Rd | Calais | 5650 | Washington Electric Cooperative Inc. | Solar | 10 | KW | Yes |  | Closed | Sun Catcher | Hanwha | Q.PEAK DUO430W G8+ MONO | 26 | 430 | 11.18 | SolarEdge | SE10000 |  | Ground Mount |  | Fixed | Behind Consumption Meter |  | No
| 21-3723-NMR | Michael Conlogue | 2021-09-02 | 2021-09-02 | 09/20/21 09/20/21 | 476 W Hill Rd | Worcester | 5682 | Washington Electric Cooperative Inc. | Solar | 6 | KW | Yes | Yes | Closed | Meghan Cook, SunCommon | LG | Neon2 435 | 16 | 435 | 6.96 | SMA | SB 6.0 |  | Ground Mount |  | Fixed | Behind Consumption Meter |  | No
| 21-3790-NMR | JOANN GOSSELIN | 2021-09-13 | 2021-09-13 | 09/28/21 09/28/21 | 18 FERNO RD. | Williamstown | 5679 | Washington Electric Cooperative Inc. | Solar | 6 | KW | Yes |  | Closed | Sunrun Installation Services, Inc. | JA SOLAR | JAM60S10-340/MR | 20 | 340 | 6.8 | SOLAREDGE | SE6000H-USS3 |  | Roof Mount |  | Fixed | Behind Consumption Meter |  | No
| 21-3950-NMR | Kathryn Kramer | 2021-09-24 | 2021-09-24 | 10/11/21 10/11/21 | 553 Threshold Way | Corinth | 5039 | Washington Electric Cooperative Inc. | Solar | 6 | KW | Yes |  | Closed | Integrity Energy | Qcell | Q.PEAK DUO BLK-G6+ | 18 | 340 | 6.12 | SMA | Sunny Boy 6.0-US |  | Roof Mount |  | Fixed | Behind Consumption Meter |  | No
| 21-4028-NMR | Jeff Kaczenski | 2021-09-30 | 2021-09-30 | 10/15/21 10/15/21 | Lot 2 Beaver Pond Road | Fayston | 5660 | Washington Electric Cooperative Inc. | Solar | 7.6 | KW | Yes |  | Closed | Home Energy Inc. | Trina | 330 Watt Mono Black | 22 | 330 | 7.2 | Fronius | Primo 7.6 |  | Roof Mount |  | Fixed | Behind Consumption Meter |  | No
| 21-4041-NMR | SHAWN M MCMANIS | 2021-10-01 | 2021-10-01 | 10/18/21 10/18/21 | 130 MACKENZIE DR. | Worcester | 5682 | Washington Electric Cooperative Inc. | Solar | 5.76 | KW | Yes | Yes | Closed | Sunrun Installation Services, Inc. | TRINA | TSM330DD06M.05(II) | 18 | 330 | 5.94 | DELTA | E6-TL-US |  | Roof Mount |  | Fixed | Behind Consumption Meter |  | No
| 21-4083-NMR | DANELLE HOLLYER | 2021-10-05 | 2021-10-05 | 10/20/21 10/20/21 | 349 BAPTIST ST. | Williamstown | 5654 | Washington Electric Cooperative Inc. | Solar | 7.6 | KW | Yes |  | Closed | Sunrun Installation Services, Inc. | TRINA | TSM-330DD06M.05(II) | 28 | 330 | 9.24 | SOLAREDGE | SE7600H-USS3 |  | Roof Mount |  | Fixed | Behind Consumption Meter |  | No
| 21-4167-NMR | DEREK FLINT | 2021-10-12 | 2021-10-12 | 10/27/21 10/27/21 | 790 WINCHESTER HILL RD. | Williamstown | 5679 | Washington Electric Cooperative Inc. | Solar | 4.8 | KW | Yes |  | Closed | Sunrun Installation Services, Inc. | LONGI | LR4-60HPB-355M | 20 | 355 | 7.1 | DELTA | M5-TL-US |  | Ground Mount |  | Fixed | Behind Consumption Meter |  | No
| 21-4231-NMR | Rodney Buck Sandy Buck | 2021-10-15 | 2021-10-15 | 11/2/21 11/2/21 | 1857 West County Road | Calais | 5648 | Washington Electric Cooperative Inc. | Solar | 7.6 | KW | Yes |  | Closed | Catamount Solar | REC | REC400AA PURE | 21 | 400 | 8.4 | SolarEdge | SE7600H-US |  | Roof Mount |  | Fixed | Behind Consumption Meter |  | No
| 21-4248-NMR | Richard and Debbie Curtis | 2021-10-19 | 2021-10-19 | 11/3/21 11/3/21 | 430 Quaker Rd | East Montpelier | 5651 | Washington Electric Cooperative Inc. | Solar | 10 | KW | Yes | Yes | Closed | Meghan Cook, SunCommon Meghan Cook, SunCommon | QCell | Q.PLUS L-G4.2 340 | 30 | 340 | 10.2 | SolarEdge | SE10000AUS |  | Ground Mount |  | Fixed | Behind Consumption Meter |  | No
| 21-4248-NMR | Richard and Debbie Curtis | 2021-10-19 | 2021-10-19 | 11/3/21 11/3/21 | 430 Quaker Rd | East Montpelier | 5651 | Washington Electric Cooperative Inc. | Solar | 3 | KW | Yes | Yes | Closed | Meghan Cook, SunCommon Meghan Cook, SunCommon | LG | NeonH 435 Bifacial | 8 | 435 | 3.48 | SMA | SB 3.0 |  | Ground Mount |  | Fixed | Behind Consumption Meter |  | No
| 21-4260-NMR | Betsy Chodorkoff | 2021-10-19 | 2021-10-19 |  | 491 Ennis Hill Road | Marshfield Village | 5658 | Washington Electric Cooperative Inc. | Solar | 5 | KW | Yes | Yes | Closed | Meghan Cook, SunCommon | LG | NeonH 435 Bifacial | 12 | 435 | 5.22 | SMA | SB 5.0 |  | Ground Mount |  | Fixed | Behind Consumption Meter |  | No
| 21-4366-NMR | Edward Brynn | 2021-10-26 | 2021-10-26 | 11/10/21 11/10/21 | 13 White Hill Rd | Washington | 5675 | Washington Electric Cooperative Inc. | Solar | 9.74 | KW | Yes |  | Closed | Meghan Cook, SunCommon | LG | Neon2 380 | 33 | 380 | 12.54 | Enphase | IQ7 Plus |  | Roof Mount |  | Fixed | Behind Consumption Meter |  | No
| 21-4367-NMR | Brent McCoy | 2021-10-26 | 2021-10-26 | 11/10/21 11/10/21 | 491 Taylor Rd | Greensboro | 5842 | Washington Electric Cooperative Inc. | Solar | 4.43 | KW | Yes |  | Closed | Meghan Cook, SunCommon | LG | Neon2 380 | 15 | 380 | 5.7 | Enphase | IQ7 Plus |  | Roof Mount |  | Fixed | Behind Consumption Meter |  | No
| 21-4368-NMR | Peter and L. Ferris Flint Brian Anderson | 2021-10-26 | 2021-10-26 | 11/27/21 11/27/21 | 21A Burbank Crossroad | Chelsea | 5038 | Washington Electric Cooperative Inc. | Solar | 24.49 | KW | Yes |  | Closed | Meghan Cook, SunCommon | LG | Neon2 380 | 83 | 380 | 31.54 | Enphase | IQ7 Plus |  | Roof Mount |  | Fixed | Behind Consumption Meter |  | No
| 21-4390-NMR | Betsy Chodorkoff | 2021-10-28 | 2021-10-28 | 11/15/21 11/15/21 | 491 Ennis Hill Road | Marshfield Village | 5658 | Washington Electric Cooperative Inc. | Solar | 11.2 | KW | Yes | Yes | Closed | Meghan Cook, SunCommon Meghan Cook, SunCommon | SunPower | SPR-327NE-WHT-D | 36 | 327 | 11.78 | SMA | (1) SPR-7000M, (1) SPR-4000M |  | Ground Mount |  | Fixed | Behind Consumption Meter |  | No
| 21-4390-NMR | Betsy Chodorkoff | 2021-10-28 | 2021-10-28 | 11/15/21 11/15/21 | 491 Ennis Hill Road | Marshfield Village | 5658 | Washington Electric Cooperative Inc. | Solar | 3.8 | KW | Yes | Yes | Closed | Meghan Cook, SunCommon Meghan Cook, SunCommon | LG | NeonH 435 | 12 | 435 | 5.22 | SMA | SB 3.8 | Behind Consumption Meter | Ground Mount |  | Fixed | Behind Consumption Meter |  | No
| 21-4393-NMR | James Barber | 2021-10-28 | 2021-10-28 | 11/15/21 11/15/21 | 307 Deweysburg Road | Peacham | 5873 | Washington Electric Cooperative Inc. | Solar | 6 | KW | Yes | Yes | Closed | Solar Communities, (DBA) SunCommon Solaflect Energy | SunPower | SPR-320 | 19 | 320 | 6.08 | Solar Edge | SE6000HUS |  | Roof Mount |  | Fixed | Behind Consumption Meter |  | No
| 21-4393-NMR | James Barber | 2021-10-28 | 2021-10-28 | 11/15/21 11/15/21 | 307 Deweysburg Road | Peacham | 5873 | Washington Electric Cooperative Inc. | Solar | 6 | KW | Yes | Yes | Closed | Solar Communities, (DBA) SunCommon Solaflect Energy | LG | LG400Q1C-A6 | 16 | 400 | 6.4 | Fronius | Primo 6.0-1 |  | Ground Mount |  | 2-axis | Behind Consumption Meter |  | No
| 21-4397-NMR | Freedom Mauran | 2021-10-29 | 2021-10-29 | 11/16/21 11/16/21 | 20 Kimball Rd | Worcester | 5682 | Washington Electric Cooperative Inc. | Solar | 8.26 | KW | Yes |  | Closed | Green Mountain Solar | LG | Neon 2 | 28 | 380 | 10.64 | Enphase | IQ7+ |  | Roof Mount |  | Fixed | Behind Consumption Meter |  | No
| 21-4399-NMR | Angela Brick | 2021-10-29 | 2021-10-29 | 11/16/21 11/16/21 | 1431 Chelsea Rd | Bradford | 5033 | Washington Electric Cooperative Inc. | Solar | 14 | KW | Yes | Yes | Closed | Meghan Cook, SunCommon | LG | Neon2 435 Bifacial | 40 | 435 | 17.4 | SMA | (2) SB 7.0 |  | Ground Mount |  | Fixed | Behind Consumption Meter |  | No
| 21-4621-NMR | REBECCA BLOUIN | 2021-11-02 | 2021-11-02 | 11/18/21 11/18/21 | 1272 MCCARTHY RD. | Williamstown | 5654 | Washington Electric Cooperative Inc. | Solar | 13.6 | KW | Yes |  | Closed | Sunrun Installation Services, Inc. | LONGI | LR4-60HPB-355M | 53 | 355 | 18.82 | SOLAREDGE | SE7600H-USS3, SE6000H-USS3 |  | Roof Mount |  | Fixed | Behind Consumption Meter |  | No
| 21-4622-NMR | KEVIN UTTON | 2021-11-02 | 2021-11-02 | 11/22/21 11/22/21 | 221 GEORGE RD. | Williamstown | 5679 | Washington Electric Cooperative Inc. | Solar | 4.8 | KW | Yes |  | Closed | Sunrun Installation Services, Inc. | LONGI | LR4-60HPB-355M | 20 | 355 | 7.1 | DELTA | M5-TL-US |  | Ground Mount |  | Fixed | Behind Consumption Meter |  | No
| 21-4641-NMR | Donald A Woodworth | 2021-11-02 | 2021-11-02 | 11/18/21 11/18/21 | 3276 Upper Road | Plainfield | 5667 | Washington Electric Cooperative Inc. | Solar | 8.85 | KW | Yes |  | Closed | SunCommon | LG | Neon2 | 30 | 380 | 11.4 | Enphase | Microinverter - IQ7 Plus |  | Roof Mount |  | Fixed | Behind Consumption Meter |  | No
| 21-4652-NMR | AMOS R GAYLORD | 2021-11-02 | 2021-11-02 | 11/18/21 11/18/21 | 62 PENT RD | Chelsea | 5038 | Washington Electric Cooperative Inc. | Solar | 5.76 | KW | Yes |  | Closed | Sunrun Installation Services, Inc. | LONGI | LR4-60HPB-355M | 24 | 355 | 8.52 | DELTA | M6-TL-US | Behind Consumption Meter | Roof Mount |  | Fixed | Behind Consumption Meter |  | No
| 21-4675-NMR | Edward Haynes | 2021-11-04 | 2021-11-04 |  | 165 Templeton Rd | East Montpelier | 5602 | Washington Electric Cooperative Inc. | Solar | 3.8 | KW | Yes |  | Closed | SunCommon | LG | NeonH 435 Bifacial | 10 | 435 | 4.35 | SMA | SB 3.8 |  | Ground Mount |  | Fixed | Behind Consumption Meter |  | Yes
| 21-4677-NMR | Gina Jenkins | 2021-11-04 | 2021-11-04 |  | 890 Lyle Young Rd | East Montpelier | 5651 | Washington Electric Cooperative Inc. | Solar | 7.7 | KW | Yes |  | Closed | SunCommon | LG | NeonH 435 Bifacial | 24 | 435 | 10.44 | SMA | SB 7.7 |  | Ground Mount |  | Fixed | Behind Consumption Meter |  | No
| 21-4732-NMR | AIMEE BELISE GAKWAYA | 2021-11-10 | 2021-11-10 | 11/29/21 11/29/21 | 1053 HACKETT HILL RD. | Bradford | 5033 | Washington Electric Cooperative Inc. | Solar | 3.8 | KW | Yes |  | Closed | Sunrun Installation Services, Inc. | LONGI | LR4-60HPB-355M | 13 | 355 | 4.62 | SOLAREDGE | SE3800H-USS3 |  | Roof Mount |  | Fixed | Behind Consumption Meter |  | No
| 21-4743-NMR | Agnes Elwell | 2021-11-10 | 2021-11-10 | 11/29/21 11/29/21 | 177 Homewilde Lane | Northfield | 5663 | Washington Electric Cooperative Inc. | Solar | 6 | KW | Yes |  | Closed | Solaflect Energy | LG | LG380Q1C-V5 | 16 | 380 | 6.08 | Fronius | Primo 6.0-1 |  | Ground Mount |  | 2-axis | Behind Consumption Meter |  | No
| 21-4753-NMR | James & Misty Motley | 2021-11-12 | 2021-11-12 | 11/30/21 11/30/21 | 271 Spruce Lane | Corinth | 5039 | Washington Electric Cooperative Inc. | Solar | 12.39 | KW | Yes |  | Closed | SunCommon | LG | Neon2 | 42 | 380 | 15.96 | Enphase | IQ7 Plus |  | Roof Mount |  | Fixed | Behind Consumption Meter |  | No
| 21-4764-NMR | Sean Lawson | 2021-11-12 | 2021-11-12 | 11/30/21 11/30/21 | 2295 Moretown Mountain Road | Moretown | 5660 | Washington Electric Cooperative Inc. | Solar | 15 | KW | Yes |  | Closed | Solaflect Energy | Axitec | AC-330M/120V | 48 | 330 | 15.84 | Fronius | Primo 5.0-1 ( 3 ) |  | Ground Mount |  | 2-axis | Behind Consumption Meter |  | Yes
| 21-4767-NMR | Rick Lacroix | 2021-11-12 | 2021-11-12 | 11/30/21 11/30/21 | 536 Sugar House Rd | Williamstown | 5679 | Washington Electric Cooperative Inc. | Solar | 13.6 | KW | Yes |  | Closed | Sunrun Installation Services, Inc. | Longi | LR4-60HPB-355M | 52 | 355 | 18.46 | SolarEdge Technologies | SE6000H-USS3, SE7600H-USS3 |  | Roof Mount |  | Fixed | Behind Consumption Meter |  | No
| 21-4782-NMR | Donna Fenner | 2021-11-15 | 2021-11-15 | 12/1/21 12/1/21 | 1460 Hebert Rd | Williamstown | 5679 | Washington Electric Cooperative Inc. | Solar | 6 | KW | Yes |  | Closed | Sunrun Installation Services, Inc. | LONGI | LR4-60HPB-355M | 24 | 355 | 8.52 | SolarEdge Technologies | SE6000H-USS3 |  | Ground Mount |  | Fixed | Behind Consumption Meter |  | No
| 21-4843-NMR | Troy Sumner | 2021-11-18 | 2021-11-18 | 12/6/21 12/6/21 | 339 East Bear Swamp Road | Middlesex | 5602 | Washington Electric Cooperative Inc. | Solar | 4.72 | KW | Yes |  | Closed | Green Mountain Solar | LG | Neon2 | 16 | 380 | 6.08 | Enphase | IQ 7+ |  | Roof Mount |  | Fixed | Behind Consumption Meter |  | Yes
| 21-4857-NMR | Matthew N Trepanier | 2021-11-19 | 2021-11-19 | 12/7/21 12/7/21 | 924 McCarthy Rd | Williamstown | 5679 | Washington Electric Cooperative Inc. | Solar | 6 | KW | Yes |  | Closed | Sunrun Installation Services, Inc. | LONGi Green Energy Technology | LR4-60HPB-355M | 17 | 355 | 6.04 | SolarEdge Technologies | SE6000H-USS3 |  | Roof Mount |  | Fixed | Behind Consumption Meter |  | No
| 21-5055-NMR | Charles Storrow | 2021-11-24 | 2021-11-24 | 12/10/21 12/10/21 | 710 Wheeler Rd | Calais | 5640 | Washington Electric Cooperative Inc. | Solar | 5 | KW | Yes |  | Closed | SunCommon | LG | NeonH 435 Bifacial | 12 | 435 | 5.22 | SMA | SB 5.0 |  | Ground Mount |  | Fixed | Behind Consumption Meter |  | No
| 21-5083-NMR | ALFRED W LUNDE | 2021-11-30 | 2021-11-30 | 12/15/21 12/15/21 | 2446 BAPTIST ST | Williamstown | 5679 | Washington Electric Cooperative Inc. | Solar | 10.56 | KW | Yes |  | Closed | Sunrun Installation Services, Inc. | LONGI | LR4-60HPB-355M | 44 | 355 | 15.62 | DELTA | M6-TL-US, M5-TL-US |  | Ground Mount |  | Fixed | Behind Consumption Meter |  | No
| 21-5101-NMR | EAMMON CARLETON | 2021-12-01 | 2021-12-01 | 12/16/21 12/16/21 | 111 KEENE RD | Cabot | 5658 | Washington Electric Cooperative Inc. | Solar | 6 | KW | Yes |  | Closed | Sunrun Installation Services, Inc. | LONGI GREEN ENERGY | LR4-60HPB-355M | 21 | 355 | 7.46 | SOLAREDGE TECHNOLOGIES | SE6000H-USS3 |  | Roof Mount |  | Fixed | Behind Consumption Meter |  | No
| 21-5131-NMR | PATRICK MCKINSTRY | 2021-12-03 | 2021-12-03 | 12/20/21 12/20/21 | 55 FRAZIER RD | Worcester | 5682 | Washington Electric Cooperative Inc. | Solar | 3.8 | KW | No | Yes | Closed | Sunrun Installation Services, Inc. Sunrun Installation Services, Inc. | HANWHA Q-CELLS | Q.PEAK G4.1 300 | 14 | 300 | 4.2 | SolarEdge | SE3800H-US |  | Roof Mount |  | Fixed | Behind Consumption Meter |  | No
| 21-5131-NMR | PATRICK MCKINSTRY | 2021-12-03 | 2021-12-03 | 12/20/21 12/20/21 | 55 FRAZIER RD | Worcester | 5682 | Washington Electric Cooperative Inc. | Solar | 3.8 | KW | No | Yes | Closed | Sunrun Installation Services, Inc. Sunrun Installation Services, Inc. | LONGI GREEN ENERGY | LR4-60HPB-355M | 10 | 355 | 3.55 | SOLAREDGE TECHNOLOGIES | SE3800H-USS3 |  | Roof Mount |  | Fixed | Behind Consumption Meter |  | No
| 21-5145-NMR | Edmund Polubinski | 2021-12-06 | 2021-12-06 | 12/21/21 12/21/21 | 198 Deer Run Lane | Fayston | 5673 | Washington Electric Cooperative Inc. | Solar | 9.44 | KW | Yes |  | Closed | Solar Communities, (DBA) SunCommon | LG | LG Neon2 360 | 32 | 360 | 11.52 | Enphase | IQ7+ |  | Roof Mount |  | Fixed | Behind Consumption Meter |  | No
| 21-5178-NMR | William Atkins | 2021-12-09 | 2021-12-09 | 12/27/21 12/27/21 | 390 Quaker Rd | East Montpelier | 5651 | Washington Electric Cooperative Inc. | Solar | 5.9 | KW | Yes |  | Closed | SunCommon | LG | Neon2 380 | 20 | 380 | 7.6 | Enphase | IQ7 Plus |  | Roof Mount |  | Fixed | Behind Consumption Meter |  | No
| 21-5209-NMR | Wendy Ades | 2021-12-13 | 2021-12-13 | 12/29/21 12/29/21 | 466 Orton Rd | Walden | 5836 | Washington Electric Cooperative Inc. | Solar | 8.85 | KW | Yes | Yes | Closed | Solar Communities, (DBA) SunCommon | LG | 380 | 30 | 380 | 11.4 | Enphase | IQ7 Plus |  | Roof Mount |  | Fixed | Behind Consumption Meter |  | No
| 21-5210-NMR | Wendy Ades | 2021-12-13 | 2021-12-13 |  | 466 Orton Rd | Walden | 5836 | Washington Electric Cooperative Inc. | Solar | 8.85 | KW | Yes | Yes | Closed | Solar Communities, (DBA) SunCommon | LG | 380 | 30 | 380 | 11.4 | Enphase | IQ7 Plus |  | Roof Mount |  | Fixed | Behind Consumption Meter |  | No
| 21-5215-NMR | Dana Colson | 2021-12-13 | 2021-12-13 | 12/29/21 12/29/21 | 3686 Dairy Hill Rd | Royalton | 5068 | Washington Electric Cooperative Inc. | Solar | 7 | KW | Yes |  | Closed | Integrity Energy | Qcell | Q-Peak Duo L-G6.2 | 16 | 425 | 6.8 | SMA | Sunny Boy 7.0-US |  | Roof Mount |  | Fixed | Behind Consumption Meter |  | No
| 21-5217-NMR | Edward Haynes | 2021-12-13 | 2021-12-13 | 12/29/21 12/29/21 | 165 Templeton Road | East Montpelier | 5602 | Washington Electric Cooperative Inc. | Solar | 7.5 | KW | Yes | Yes | Closed | Solar Communities, (DBA) SunCommon Solar Communities, (DBA) SunCommon | Canadian Solar | CS6p-235PX | 36 | 235 | 8.46 | Fronius | Fronius IG Plus 7.5-1 UNI |  | Ground Mount |  | Fixed | Behind Consumption Meter |  | Yes
| 21-5217-NMR | Edward Haynes | 2021-12-13 | 2021-12-13 | 12/29/21 12/29/21 | 165 Templeton Road | East Montpelier | 5602 | Washington Electric Cooperative Inc. | Solar | 3.8 | KW | Yes | Yes | Closed | Solar Communities, (DBA) SunCommon Solar Communities, (DBA) SunCommon | LG | LG NeionH 435 Bifiacial | 10 | 435 | 4.35 | SMA | SMA Sunny Boy 3.8 |  | Ground Mount |  | Fixed | Behind Consumption Meter |  | Yes
| 21-5232-NMR | Nathan Denny | 2021-12-14 | 2021-12-14 | 12/30/21 12/30/21 | 89 Fairway Dr. | Northfield | 5663 | Washington Electric Cooperative Inc. | Solar | 5.86 | KW | Yes |  | Closed | Green Mountain Solar | LG | Neon H | 16 | 440 | 7.04 | Enphase | IQ8A |  | Ground Mount |  | Fixed | Behind Consumption Meter |  | Yes
| 21-5249-NMR | Ian McLean | 2021-12-15 | 2021-12-15 | 01/3/22 01/3/22 | 8 Thayer Dr | Walden | 5843 | Washington Electric Cooperative Inc. | Solar | 9.15 | KW | Yes |  | Closed | SunCommon | LG | Neon2 380 | 31 | 380 | 11.78 | Enphase | IQ7 Plus |  | Roof Mount |  | Fixed | Behind Consumption Meter |  | No
| 21-5261-NMR | FRANCIS L NEDDO | 2021-12-16 | 2021-12-16 | 01/3/22 01/3/22 | 176 GONYAW ROAD | Greensboro | 5842 | Washington Electric Cooperative Inc. | Solar | 6 | KW | Yes |  | Closed | Sunrun Installation Services, Inc. | LONGI | LR4-60HPB-355M | 24 | 355 | 8.52 | SOLAREDGE | SE6000H-USS3 |  | Ground Mount |  | Fixed | Behind Consumption Meter |  | No
| 21-5266-NMR | Maureen & Andrew Bothfeld | 2021-12-16 | 2021-12-16 | 01/3/22 01/3/22 | 231 Sunrise Ave | Duxbury | 5676 | Washington Electric Cooperative Inc. | Solar | 4.2 | KW | Yes | Yes | Closed | SunCommon SunCommon | SunPower | SPR-327NE-WHT-D | 13 | 327 | 4.25 | PowerOne | PVI-4.2-OUTD-S-US |  | Roof Mount |  | Fixed | Behind Consumption Meter |  | No
| 21-5266-NMR | Maureen & Andrew Bothfeld | 2021-12-16 | 2021-12-16 | 01/3/22 01/3/22 | 231 Sunrise Ave | Duxbury | 5676 | Washington Electric Cooperative Inc. | Solar | 2.36 | KW | Yes | Yes | Closed | SunCommon SunCommon | LG | Neon2 380 | 8 | 380 | 3.04 | Enphase | IQ7 Plus |  | Roof Mount |  | Fixed | Behind Consumption Meter |  | No
| 21-5287-NMR | Christopher Belcher | 2021-12-17 | 2021-12-17 | 01/4/22 01/4/22 | 215 Williamstown Rd. | Chelsea | 5038 | Washington Electric Cooperative Inc. | Solar | 5.86 | KW | Yes |  | Closed | Green Mountain Solar | LG | Neon H | 16 | 440 | 7.04 | Enphase | IQ7A |  | Ground Mount |  | Fixed | Behind Consumption Meter |  | Yes
| 21-5320-NMR | Dean & Christine Packard | 2021-12-21 | 2021-12-21 | 01/6/22 01/6/22 | 2940 Chelsea Rd | Corinth | 5039 | Washington Electric Cooperative Inc. | Solar | 7.6 | KW | Yes |  | Closed | Integrity Energy | Meyer Burger | Meyer Burger Black 395 | 15 | 395 | 5.92 | Generac | X7602 |  | Roof Mount |  | Fixed | Behind Consumption Meter |  | No
| 22-0060-NMR | HEATHER A FLOWERS | 2022-01-06 | 2022-01-06 | 01/24/22 01/24/22 | 248 TUCKER RD | Orange | 5641 | Washington Electric Cooperative Inc. | Solar | 7.6 | KW | Yes |  | Closed | Sunrun Installation Services, Inc. | LONGI GREEN ENERGY TECHNOLOGY | LR4-60HPB-355M | 26 | 355 | 9.23 | SOLAREDGE TECHNOLOGIES | SE7600H-USS3 |  | Roof Mount |  | Fixed | Behind Consumption Meter |  | No
| 22-0080-NMR | Donald Morris | 2022-01-07 | 2022-01-07 | 01/25/22 01/25/22 | 17 Senecal Rd | Orange | 5649 | Washington Electric Cooperative Inc. | Solar | 7.6 | KW | Yes |  | Closed | Sunrun Installation Services, Inc. | LONGi Green Energy Technology | LR4-60HPB-355M | 31 | 355 | 11.05 | SolarEdge Technologies | SE7600H-USS3 |  | Roof Mount |  | Fixed | Behind Consumption Meter |  | No
| 22-0129-NMR | NATHAN HUNT | 2022-01-13 | 2022-01-13 | 01/31/22 01/31/22 | 1503 CARRIER RD | Washington | 5675 | Washington Electric Cooperative Inc. | Solar | 9.6 | KW | Yes |  | Closed | Sunrun Installation Services, Inc. | JA SOLAR | JAM60S17-325/MR | 44 | 325 | 14.3 | DELTA ELECTRONICS | M10-TL-US |  | Roof Mount |  | Fixed | Behind Consumption Meter |  | No
| 22-0131-NMR | Rebecca Karnaday | 2022-01-13 | 2022-01-13 | 01/31/22 01/31/22 | 704 Luce Rd | Calais | 5650 | Washington Electric Cooperative Inc. | Solar | 10.62 | KW | Yes |  | Closed | SunCommon | LG | Neon2 380 | 36 | 380 | 13.68 | Enphase | IQ7 Plus |  | Roof Mount |  | Fixed | Behind Consumption Meter |  | No
| 22-0134-NMR | Paul C Quinlan Paul C Quinlan | 2022-01-13 | 2022-01-13 |  | 1203 Center Fayston Rd | Waitsfield | 5673 | Washington Electric Cooperative Inc. | Solar | 13.57 | KW | Yes | Yes | Open | SunCommon SunCommon | LG | Neon2 380 | 46 | 380 | 17.48 | Enphase | IQ7 Plus |  | Roof Mount |  | Fixed | Behind Consumption Meter |  | No
| 22-0134-NMR | Paul C Quinlan Paul C Quinlan | 2022-01-13 | 2022-01-13 |  | 1203 Center Fayston Rd | Waitsfield | 5673 | Washington Electric Cooperative Inc. | Solar | 6.79 | KW | Yes | Yes | Open | SunCommon SunCommon | LG | Neon2 360 | 23 | 360 | 8.28 | Enphase | IQ7 Plus |  | Roof Mount |  | Fixed | Behind Consumption Meter |  | No
| 22-0142-NMR | AMBIR S MOOTE | 2022-01-14 | 2022-01-14 | 02/1/22 02/1/22 | 780 RESERVOIR RD | Orange | 5641 | Washington Electric Cooperative Inc. | Solar | 9.8 | KW | Yes |  | Closed | Sunrun Installation Services, Inc. | JA SOLAR | JAM60S17-325/MR | 36 | 325 | 11.7 | SOLAREDGE TECHNOLOGIES | SE3800H-USS3, SE6000H-USS3 |  | Ground Mount |  | Fixed | Behind Consumption Meter |  | No
| 22-0143-NMR | Kurt Crowe | 2022-01-14 | 2022-01-14 | 02/1/22 02/1/22 | 21 Barberry Rd | Topsham | 5086 | Washington Electric Cooperative Inc. | Solar | 6 | KW | Yes |  | Closed | Sunrun Installation Services, Inc. | LONGi Green Energy Technology | LR4-60HPB-355M | 20 | 355 | 7.1 | SolarEdge Technologies | SE6000H-USS3 |  | Roof Mount |  | Fixed | Behind Consumption Meter |  | No
| 22-0144-NMR | GARY W GOODRICH | 2022-01-14 | 2022-01-14 | 02/1/22 02/1/22 | 16 VERSHIRE CENTER RD. | Vershire | 5083 | Washington Electric Cooperative Inc. | Solar | 9.8 | KW | Yes |  | Closed | Sunrun Installation Services, Inc. | JA SOLAR | JAM60S17-325/MR | 40 | 325 | 13 | SOLAREDGE | SE3800H-USS3, SE6000H-USS3 |  | Roof Mount |  | Fixed | Behind Consumption Meter |  | No