## Dashboard
1st Full Month with Devices Connected | 2024-06-01
Assumed Device Lifetime - Years | 10
Monthly Per Device Fee | 2
Annual Inflator of Fees | 0%
Average Power draw per charger when in use (kW) | 1
Usable Capacity (kWh) | 0
Assumed kW Reduction per Particpant (VT Peaks) | 1
Assumed kW Reduction per Particpant (ISO Peaks) | 1
Hours utilized per dispatch | 4
Assumed kWh moved per event per participant | 4
Assumed monthly API fee to Manufacturer | 0
# of Devices Initially Enrolled | 1
Round Trip Losses | 0%
Input kWh | 4
FCM Reserve Margin | 35%
Success Rate in predicting ISO-NE Annual Peak | 80%
Success rate in predicting VT Monthly Peak | 75%
Success rate in predicting GMP Monthly Peak | 80%
% of Devices that affect GMP Wheeling Load | 50%
Impact on GMP Monthly Peak | 40%
Success in predicting VEC Annual Peak | 50%
Success in predicting VT Annual Peak | 83.33%
Long-term Capacity Annual escalation | 0%
Long-term NEPOOL OATT Annual Esclation | 5%
Long-Term GMP Transmission $/kw-month | 5%
Line Losses from Meter to NEPOOL PTF | 6.2%
Line Losses from Meter to GMP Metering Point | 6.2%
VEC WACC | 3.97%
# of Events per Month | 10
Ratio of LMP in Hours Charged vs Hours Discharged | 73.74%
Net Cumulative NPV ($) - Before Member Incentive | 1753.3226
% of Savings to go Member | 54.75%
Amount VEC willing to pay customer each month - $ | 7.9995
|  |  |  | 2.5% |  |  | -2% | 0% | 1% | 2.5%
Start Date | End Date | Net Regional Clearing Price | NEPOOL RNS Rate | Average LMP in Hours Dispatched | Average LMP in Hours Charged | GMP Transmission Rate ($/kW) | Regulation $/MWh | Forward Reserve $/MWh | VELCO Transmission Rate | Various Network-Load-based ISO Tariff Expenses
2018-06-01 | 2019-05-31 | 9.55 | 9.3337 | 48 | 35.3962 | 3.3 | 0.2265 | 0.2978 | 1.52 | 0.45
2019-06-01 | 2020-05-31 | 7.07 | 9.4612 | 49.2 | 36.2811 | 3.465 | 0.22197 | 0.2978 | 1.5352 | 0.46125
2020-06-01 | 2021-05-31 | 5.267 | 10.9173 | 50.43 | 37.1882 | 3.6383 | 0.21753 | 0.2978 | 1.5506 | 0.47278
2021-06-01 | 2022-05-31 | 4.612 | 11.9052 | 51.6907 | 38.1179 | 3.8202 | 0.21318 | 0.2978 | 1.5661 | 0.4846
2022-06-01 | 2023-05-31 | 3.8 | 12.0442 | 52.983 | 39.0708 | 4.0112 | 0.20892 | 0.2978 | 1.5817 | 0.49672
2023-06-01 | 2024-05-31 | 2.001 | 11.9497 | 57.24 | 42.21 | 3.37 | 0.28 | 0.52 | 4.22 | 0.47436
2024-06-01 | 2025-05-31 | 2.48 | 12.8625 | 58.671 | 43.2653 | 3.5385 | 0.2744 | 0.52 | 4.2622 | 0.48622
2025-06-01 | 2026-05-31 | 2.53 | 13.5833 | 60.1378 | 44.3469 | 3.7154 | 0.26891 | 0.52 | 4.3048 | 0.49837
2026-06-01 | 2027-05-31 | 2.59 | 14.5 | 61.6412 | 45.4556 | 3.9012 | 0.26353 | 0.52 | 4.3479 | 0.51083
2027-06-01 | 2028-05-31 | 3 | 15.4167 | 63.1822 | 46.5919 | 4.0963 | 0.25826 | 0.52 | 4.3913 | 0.5236
2028-06-01 | 2029-05-31 | 3 | 16.3333 | 64.7618 | 47.7567 | 4.3011 | 0.2531 | 0.52 | 4.4353 | 0.53669
2029-06-01 | 2030-05-31 | 3 | 17.15 | 66.3809 | 48.9507 | 4.5161 | 0.24804 | 0.52 | 4.4796 | 0.55011
2030-06-01 | 2031-05-31 | 3 | 18.0075 | 68.0404 | 50.1744 | 4.7419 | 0.24308 | 0.52 | 4.5244 | 0.56386
2031-06-01 | 2032-05-31 | 3 | 18.9079 | 69.7414 | 51.4288 | 4.979 | 0.23821 | 0.52 | 4.5697 | 0.57796
2032-06-01 | 2033-05-31 | 3 | 19.8533 | 71.4849 | 52.7145 | 5.228 | 0.23345 | 0.52 | 4.6154 | 0.59241
2033-06-01 | 2034-05-31 | 3 | 20.8459 | 73.272 | 54.0324 | 5.4894 | 0.22878 | 0.52 | 4.6615 | 0.60722
2034-06-01 | 2035-05-31 | 3 | 21.8882 | 75.1038 | 55.3832 | 5.7638 | 0.2242 | 0.52 | 4.7081 | 0.6224
2035-06-01 | 2036-05-31 | 3 | 22.9826 | 76.9814 | 56.7678 | 6.052 | 0.21972 | 0.52 | 4.7552 | 0.63796
2036-06-01 | 2037-05-31 | 3 | 24.1318 | 78.906 | 58.187 | 6.3546 | 0.21533 | 0.52 | 4.8028 | 0.65391
Formulas:
End Date = +[Start Date]+364
Start Date = 1+[End Date, row above]
Note on C31: Potter, Daniel: Average of last 5 years.
Note on I45: Williams, Tucker: Regulation prices expected to fall drastically as more and more DERs/Batteries come online.
Note on E46: Williams, Tucker: ISO OATT Sch 9 and ISO OATT Sch 1- Forescast provided by Katie Orost based on ISO-NE and VELCO projections. Then inflated long term with inout assumption.
Note on I46: Williams, Tucker: Based off average $/MWh from 3/18-2/19
Note on J46: Williams, Tucker: Based off average $/MWh from 3/18-2/19
Note on L46: Williams, Tucker: ISO Tariff Schedules 1, 3, and 5.
Note on E47: Williams, Tucker: Actual Rate
Note on F47: Williams, Tucker: See "VT Load Zone LMP Data" file
Note on H47: Williams, Tucker: Based off observed effective rates in 2017 and 2018.
Note on L47: Williams, Tucker: Based off observed effective rates in 2017 and 2018.
Note on E48: Williams, Tucker: Final per RWG email 5/29/19.
Note on E49: Potter, Daniel: Actual Rate
Note on E50: Potter, Daniel: Actual Rate
Note on F52: Potter, Daniel: See VT Zone LMP Data 01_18-12_22 EV Tariff Support. Assumed hours of discharge are HE 18-21.
Note on H52: Potter, Daniel: As of 10/9/23. 12-month average rate.
Note on I52: Potter, Daniel: Average $/MWh from 07/22-06/23
Note on J52: Potter, Daniel: Average $/MWh from 07/22-06/23
Note on K52: Potter, Daniel: 12-month average $/kw rate. From KO.
Note on L52: Potter, Daniel: Sum of ISO Tariff 1, 3 (part 2), 5
Note on E53: Potter, Daniel: Monthly rates based on ISO Forecast.
Note on E54: Potter, Daniel: Monthly rates based on ISO Forecast.
Note on E55: Potter, Daniel: Monthly rates based on ISO Forecast.
Note on D56: Potter, Daniel: Assumed a long-term value of $3
Note on E56: Potter, Daniel: Monthly rates based on ISO Forecast.
Note on E57: Potter, Daniel: Monthly rates based on ISO Forecast.

## Analysis
| 1 | 2 | 3 | 4 | 5 | 6 | 7 | 8 | 9 | 10 | 11 | 12 | 1 | 2 | 3 | 4 | 5 | 6 | 7 | 8 | 9 | 10 | 11 | 12 | 1 | 2 | 3 | 4 | 5 | 6 | 7 | 8 | 9 | 10 | 11 | 12 | 1 | 2 | 3 | 4 | 5 | 6 | 7 | 8 | 9 | 10 | 11 | 12 | 1 | 2 | 3 | 4 | 5 | 6 | 7 | 8 | 9 | 10 | 11 | 12 | 1 | 2 | 3 | 4 | 5 | 6 | 7 | 8 | 9 | 10 | 11 | 12 | 1 | 2 | 3 | 4 | 5 | 6 | 7 | 8 | 9 | 10 | 11 | 12 | 1 | 2 | 3 | 4 | 5 | 6 | 7 | 8 | 9 | 10 | 11 | 12 | 1 | 2 | 3 | 4 | 5 | 6 | 7 | 8 | 9 | 10 | 11 | 12 | 1 | 2 | 3 | 4 | 5 | 6 | 7 | 8 | 9 | 10 | 11 | 12 | 1 | 2 | 3 | 4 | 5 | 6 | 7 | 8 | 9 | 10 | 11 | 12 | 1 | 2 | 3 | 4 | 5 | 6 | 7 | 8 | 9 | 10 | 11 | 12 | 1 | 2 | 3 | 4 | 5 | 6 | 7 | 8 | 9 | 10 | 11 | 12 | 1 | 2 | 3 | 4 | 5 | 6 | 7 | 8 | 9 | 10 | 11 | 12 | 1 | 2 | 3 | 4 | 5 | 6 | 7 | 8 | 9 | 10 | 11 | 12 | 1 | 2 | 3 | 4 | 5 | 6 | 7 | 8 | 9 | 10 | 11 | 12 | 1 | 2 | 3 | 4 | 5 | 6 | 7 | 8 | 9 | 10 | 11 | 12 | 1 | 2 | 3 | 4 | 5 | 6 | 7 | 8 | 9 | 10 | 11 | 12 | 1 | 2 | 3 | 4 | 5 | 6 | 7 | 8 | 9 | 10 | 11 | 12 | 1 | 2 | 3 | 4 | 5 | 6 | 7 | 8 | 9 | 10 | 11 | 12 | 1 | 2 | 3 | 4 | 5 | 6 | 7 | 8 | 9 | 10 | 11 | 12 | 1 | 2 | 3 | 4 | 5 | 6 | 7 | 8 | 9 | 10 | 11 | 12 | 1 | 2 | 3 | 4 | 5 | 6 | 7 | 8
| 2019 | 2019 | 2019 | 2019 | 2019 | 2019 | 2019 | 2019 | 2019 | 2019 | 2019 | 2019 | 2020 | 2020 | 2020 | 2020 | 2020 | 2020 | 2020 | 2020 | 2020 | 2020 | 2020 | 2020 | 2021 | 2021 | 2021 | 2021 | 2021 | 2021 | 2021 | 2021 | 2021 | 2021 | 2021 | 2021 | 2022 | 2022 | 2022 | 2022 | 2022 | 2022 | 2022 | 2022 | 2022 | 2022 | 2022 | 2022 | 2023 | 2023 | 2023 | 2023 | 2023 | 2023 | 2023 | 2023 | 2023 | 2023 | 2023 | 2023 | 2024 | 2024 | 2024 | 2024 | 2024 | 2024 | 2024 | 2024 | 2024 | 2024 | 2024 | 2024 | 2025 | 2025 | 2025 | 2025 | 2025 | 2025 | 2025 | 2025 | 2025 | 2025 | 2025 | 2025 | 2026 | 2026 | 2026 | 2026 | 2026 | 2026 | 2026 | 2026 | 2026 | 2026 | 2026 | 2026 | 2027 | 2027 | 2027 | 2027 | 2027 | 2027 | 2027 | 2027 | 2027 | 2027 | 2027 | 2027 | 2028 | 2028 | 2028 | 2028 | 2028 | 2028 | 2028 | 2028 | 2028 | 2028 | 2028 | 2028 | 2029 | 2029 | 2029 | 2029 | 2029 | 2029 | 2029 | 2029 | 2029 | 2029 | 2029 | 2029 | 2030 | 2030 | 2030 | 2030 | 2030 | 2030 | 2030 | 2030 | 2030 | 2030 | 2030 | 2030 | 2031 | 2031 | 2031 | 2031 | 2031 | 2031 | 2031 | 2031 | 2031 | 2031 | 2031 | 2031 | 2032 | 2032 | 2032 | 2032 | 2032 | 2032 | 2032 | 2032 | 2032 | 2032 | 2032 | 2032 | 2033 | 2033 | 2033 | 2033 | 2033 | 2033 | 2033 | 2033 | 2033 | 2033 | 2033 | 2033 | 2034 | 2034 | 2034 | 2034 | 2034 | 2034 | 2034 | 2034 | 2034 | 2034 | 2034 | 2034 | 2035 | 2035 | 2035 | 2035 | 2035 | 2035 | 2035 | 2035 | 2035 | 2035 | 2035 | 2035 | 2036 | 2036 | 2036 | 2036 | 2036 | 2036 | 2036 | 2036 | 2036 | 2036 | 2036 | 2036 | 2037 | 2037 | 2037 | 2037 | 2037 | 2037 | 2037 | 2037 | 2037 | 2037 | 2037 | 2037 | 2038 | 2038 | 2038 | 2038 | 2038 | 2038 | 2038 | 2038 | 2038 | 2038 | 2038 | 2038 | 2039 | 2039 | 2039 | 2039 | 2039 | 2039 | 2039 | 2039 | 2039 | 2039 | 2039 | 2039 | 2040 | 2040 | 2040 | 2040 | 2040 | 2040 | 2040 | 2040 | 2040 | 2040 | 2040 | 2040 | 2041 | 2041 | 2041 | 2041 | 2041 | 2041 | 2041 | 2041
 | time axis 2019-01-01 to 2041-08-01
Annual NEPOOL Peak coincidence factor | [17 empty] | 0 | 0 | 0 | 0 | 0 | 0 | 0 | 0 | 0 | 0 | 0 | 0 | 0 | 0 | 0 | 0 | 0 | 0 | 0 | 0 | 0 | 0 | 0 | 0 | 0 | 0 | 0 | 0 | 0 | 0 | 0 | 0 | 0 | 0 | 0 | 0 | 0 | 0 | 0 | 0 | 0 | 0 | 0 | 0 | 0 | 0 | 0 | 0 | 0 | 0 | 0 | 0 | 0 | 0 | 0 | 0 | 0 | 0 | 0 | 0 | 1 | 1 | 1 | 1 | 1 | 1 | 1 | 1 | 1 | 1 | 1 | 1 | 1 | 1 | 1 | 1 | 1 | 1 | 1 | 1 | 1 | 1 | 1 | 1 | 1 | 1 | 1 | 1 | 1 | 1 | 1 | 1 | 1 | 1 | 1 | 1 | 1 | 1 | 1 | 1 | 1 | 1 | 1 | 1 | 1 | 1 | 1 | 1 | 1 | 1 | 1 | 1 | 1 | 1 | 1 | 1 | 1 | 1 | 1 | 1 | 1 | 1 | 1 | 1 | 1 | 1 | 1 | 1 | 1 | 1 | 1 | 1 | 1 | 1 | 1 | 1 | 1 | 1 | 1 | 1 | 1 | 1 | 1 | 1 | 1 | 1 | 1 | 1 | 1 | 1 | 1 | 1 | 1 | 1 | 1 | 1 | 1 | 1 | 1 | 1 | 1 | 1 | 1 | 1 | 1 | 1 | 1 | 1 | 1 | 1 | 1 | 1 | 1 | 1 | 1 | 1 | 1 | 1 | 1 | 1 | 1 | 1 | 1 | 1 | 1 | 1 | 1 | 1 | 1 | 1 | 1 | 1 | 1 | 1 | 1 | 1 | 1 | 1 | 1 | 1 | 1 | 1 | 1 | 1 | 1 | 1 | 1 | 1 | 1 | 1 | 1 | 1 | 1 | 1 | 1 | 1 | 1 | 1 | 1 | 1 | 1 | 1 | 1 | 1 | 1 | 1 | 1 | 1 | 1 | 1 | 1 | 1 | 1 | 1 | 1 | 1 | 1 | 1 | 1 | 1 | 1 | 1 | 1 | 1 | 1 | 1 | 1 | 1 | 1 | 1 | 1 | 1 | 1 | 1 | 1
# of Devices Enrolled | 0 | 0 | 0 | 0 | 0 | 0 | 0 | 0 | 0 | 0 | 0 | 0 | 0 | 0 | 0 | 0 | 0 | 0 | 0 | 0 | 0 | 0 | 0 | 0 | 0 | 0 | 0 | 0 | 0 | 0 | 0 | 0 | 0 | 0 | 0 | 0 | 0 | 0 | 0 | 0 | 0 | 0 | 0 | 0 | 0 | 0 | 0 | 0 | 0 | 0 | 0 | 0 | 0 | 0 | 0 | 0 | 0 | 0 | 0 | 0 | 0 | 0 | 0 | 0 | 0 | 1 | 1 | 1 | 1 | 1 | 1 | 1 | 1 | 1 | 1 | 1 | 1 | 1 | 1 | 1 | 1 | 1 | 1 | 1 | 1 | 1 | 1 | 1 | 1 | 1 | 1 | 1 | 1 | 1 | 1 | 1 | 1 | 1 | 1 | 1 | 1 | 1 | 1 | 1 | 1 | 1 | 1 | 1 | 1 | 1 | 1 | 1 | 1 | 1 | 1 | 1 | 1 | 1 | 1 | 1 | 1 | 1 | 1 | 1 | 1 | 1 | 1 | 1 | 1 | 1 | 1 | 1 | 1 | 1 | 1 | 1 | 1 | 1 | 1 | 1 | 1 | 1 | 1 | 1 | 1 | 1 | 1 | 1 | 1 | 1 | 1 | 1 | 1 | 1 | 1 | 1 | 1 | 1 | 1 | 1 | 1 | 1 | 1 | 1 | 1 | 1 | 1 | 1 | 1 | 1 | 1 | 1 | 1 | 1 | 1 | 1 | 1 | 1 | 1 | 1 | 1 | 1 | 1 | 1 | 1 | 1 | 1 | 1 | 1 | 1 | 1 | 1 | 1 | 1 | 1 | 1 | 1 | 1 | 1 | 1 | 1 | 1 | 1 | 1 | 1 | 1 | 1 | 1 | 1 | 1 | 1 | 1 | 1 | 1 | 1 | 1 | 1 | 1 | 1 | 1 | 1 | 1 | 1 | 1 | 1 | 1 | 1 | 1 | 1 | 1 | 1 | 1 | 1 | 1 | 1 | 1 | 1 | 1 | 1 | 1 | 1 | 1 | 1 | 1 | 1 | 1 | 1 | 1 | 1 | 1 | 1 | 1 | 1 | 1 | 1 | 1 | 1 | 1 | 1 | 1 | 1 | 1 | 1 | 1 | 1 | 1 | 1 | 1 | 1 | 1 | 1 | 1
Reduction in Forward Capacity Market Load Obligation (kW) | 0 | 0 | 0 | 0 | 0 | 0 | 0 | 0 | 0 | 0 | 0 | 0 | 0 | 0 | 0 | 0 | 0 | 0 | 0 | 0 | 0 | 0 | 0 | 0 | 0 | 0 | 0 | 0 | 0 | 0 | 0 | 0 | 0 | 0 | 0 | 0 | 0 | 0 | 0 | 0 | 0 | 0 | 0 | 0 | 0 | 0 | 0 | 0 | 0 | 0 | 0 | 0 | 0 | 0 | 0 | 0 | 0 | 0 | 0 | 0 | 0 | 0 | 0 | 0 | 0 | 0 | 0 | 0 | 0 | 0 | 0 | 0 | 0 | 0 | 0 | 0 | 0 | 0 | 0 | 0 | 0 | 0 | 0 | 0 | 0 | 0 | 0 | 0 | 0 | 0 | 0 | 0 | 0 | 0 | 0 | 0 | 0 | 0 | 0 | 0 | 0 | 0 | 0 | 0 | 0 | 0 | 0 | 0 | 0 | 0 | 0 | 0 | 0 | 0 | 0 | 0 | 0 | 0 | 0 | 0 | 0 | 0 | 0 | 0 | 0 | 0 | 0 | 0 | 0 | 0 | 0 | 0 | 0 | 0 | 0 | 0 | 0 | 0 | 0 | 0 | 0 | 0 | 0 | 0 | 0 | 0 | 0 | 0 | 0 | 0 | 0 | 0 | 0 | 0 | 0 | 0 | 0 | 0 | 0 | 0 | 0 | 0 | 0 | 0 | 0 | 0 | 0 | 0 | 0 | 0 | 0 | 0 | 0 | 0 | 0 | 0 | 0 | 0 | 0 | 0 | 0 | 0 | 0 | 0 | 0 | 0 | 0 | 0 | 0 | 0 | 0 | 0 | 0 | 0 | 0 | 0 | 0 | 0 | 0 | 0 | 0 | 0 | 0 | 0 | 0 | 0 | 0 | 0 | 0 | 0 | 0 | 0 | 0 | 0 | 0 | 0 | 0 | 0 | 0 | 0 | 0 | 0 | 0 | 0 | 0 | 0 | 0 | 0 | 0 | 0 | 0 | 0 | 0 | 0 | 0 | 0 | 0 | 0 | 0 | 0 | 0 | 0 | 0 | 0 | 0 | 0 | 0 | 0 | 0 | 0 | 0 | 0 | 0 | 0 | 0 | 0 | 0 | 0 | 0 | 0 | 0 | 0 | 0 | 0 | 0 | 0 | 0 | 0 | 0 | 0 | 0 | 0
Reduction in Load at Time of VT Monthly Peak (kW) | 0 | 0 | 0 | 0 | 0 | 0 | 0 | 0 | 0 | 0 | 0 | 0 | 0 | 0 | 0 | 0 | 0 | 0 | 0 | 0 | 0 | 0 | 0 | 0 | 0 | 0 | 0 | 0 | 0 | 0 | 0 | 0 | 0 | 0 | 0 | 0 | 0 | 0 | 0 | 0 | 0 | 0 | 0 | 0 | 0 | 0 | 0 | 0 | 0 | 0 | 0 | 0 | 0 | 0 | 0 | 0 | 0 | 0 | 0 | 0 | 0 | 0 | 0 | 0 | 0 | 0.7965 | 0.7965 | 0.7965 | 0.7965 | 0.7965 | 0.7965 | 0.7965 | 0.7965 | 0.7965 | 0.7965 | 0.7965 | 0.7965 | 0.7965 | 0.7965 | 0.7965 | 0.7965 | 0.7965 | 0.7965 | 0.7965 | 0.7965 | 0.7965 | 0.7965 | 0.7965 | 0.7965 | 0.7965 | 0.7965 | 0.7965 | 0.7965 | 0.7965 | 0.7965 | 0.7965 | 0.7965 | 0.7965 | 0.7965 | 0.7965 | 0.7965 | 0.7965 | 0.7965 | 0.7965 | 0.7965 | 0.7965 | 0.7965 | 0.7965 | 0.7965 | 0.7965 | 0.7965 | 0.7965 | 0.7965 | 0.7965 | 0.7965 | 0.7965 | 0.7965 | 0.7965 | 0.7965 | 0.7965 | 0.7965 | 0.7965 | 0.7965 | 0.7965 | 0.7965 | 0.7965 | 0.7965 | 0.7965 | 0.7965 | 0.7965 | 0.7965 | 0.7965 | 0.7965 | 0.7965 | 0.7965 | 0.7965 | 0.7965 | 0.7965 | 0.7965 | 0.7965 | 0.7965 | 0.7965 | 0.7965 | 0.7965 | 0.7965 | 0.7965 | 0.7965 | 0.7965 | 0.7965 | 0.7965 | 0.7965 | 0.7965 | 0.7965 | 0.7965 | 0.7965 | 0.7965 | 0.7965 | 0.7965 | 0.7965 | 0.7965 | 0.7965 | 0.7965 | 0.7965 | 0.7965 | 0.7965 | 0.7965 | 0.7965 | 0.7965 | 0.7965 | 0.7965 | 0.7965 | 0.7965 | 0.7965 | 0.7965 | 0.7965 | 0.7965 | 0.7965 | 0.7965 | 0.7965 | 0.7965 | 0.7965 | 0.7965 | 0.7965 | 0.7965 | 0.7965 | 0.7965 | 0.7965 | 0.7965 | 0.7965 | 0.7965 | 0.7965 | 0.7965 | 0.7965 | 0.7965 | 0.7965 | 0.7965 | 0.7965 | 0.7965 | 0.7965 | 0.7965 | 0.7965 | 0.7965 | 0.7965 | 0.7965 | 0.7965 | 0.7965 | 0.7965 | 0.7965 | 0.7965 | 0.7965 | 0.7965 | 0.7965 | 0.7965 | 0.7965 | 0.7965 | 0.7965 | 0.7965 | 0.7965 | 0.7965 | 0.7965 | 0.7965 | 0.7965 | 0.7965 | 0.7965 | 0.7965 | 0.7965 | 0.7965 | 0.7965 | 0.7965 | 0.7965 | 0.7965 | 0.7965 | 0.7965 | 0.7965 | 0.7965 | 0.7965 | 0.7965 | 0.7965 | 0.7965 | 0.7965 | 0.7965 | 0.7965 | 0.7965 | 0.7965 | 0.7965 | 0.7965 | 0.7965 | 0.7965 | 0.7965 | 0.7965 | 0.7965 | 0.7965 | 0.7965 | 0.7965 | 0.7965 | 0.7965 | 0.7965 | 0.7965 | 0.7965 | 0.7965 | 0.7965 | 0.7965 | 0.7965 | 0.7965 | 0.7965 | 0.7965 | 0.7965 | 0.7965 | 0.7965 | 0.7965 | 0.7965 | 0.7965
Reduction in Load at Time of GMP Monthly Peak (kW) | 0 | 0 | 0 | 0 | 0 | 0 | 0 | 0 | 0 | 0 | 0 | 0 | 0 | 0 | 0 | 0 | 0 | 0 | 0 | 0 | 0 | 0 | 0 | 0 | 0 | 0 | 0 | 0 | 0 | 0 | 0 | 0 | 0 | 0 | 0 | 0 | 0 | 0 | 0 | 0 | 0 | 0 | 0 | 0 | 0 | 0 | 0 | 0 | 0 | 0 | 0 | 0 | 0 | 0 | 0 | 0 | 0 | 0 | 0 | 0 | 0 | 0 | 0 | 0 | 0 | 0.4248 | 0.4248 | 0.4248 | 0.4248 | 0.4248 | 0.4248 | 0.4248 | 0.4248 | 0.4248 | 0.4248 | 0.4248 | 0.4248 | 0.4248 | 0.4248 | 0.4248 | 0.4248 | 0.4248 | 0.4248 | 0.4248 | 0.4248 | 0.4248 | 0.4248 | 0.4248 | 0.4248 | 0.4248 | 0.4248 | 0.4248 | 0.4248 | 0.4248 | 0.4248 | 0.4248 | 0.4248 | 0.4248 | 0.4248 | 0.4248 | 0.4248 | 0.4248 | 0.4248 | 0.4248 | 0.4248 | 0.4248 | 0.4248 | 0.4248 | 0.4248 | 0.4248 | 0.4248 | 0.4248 | 0.4248 | 0.4248 | 0.4248 | 0.4248 | 0.4248 | 0.4248 | 0.4248 | 0.4248 | 0.4248 | 0.4248 | 0.4248 | 0.4248 | 0.4248 | 0.4248 | 0.4248 | 0.4248 | 0.4248 | 0.4248 | 0.4248 | 0.4248 | 0.4248 | 0.4248 | 0.4248 | 0.4248 | 0.4248 | 0.4248 | 0.4248 | 0.4248 | 0.4248 | 0.4248 | 0.4248 | 0.4248 | 0.4248 | 0.4248 | 0.4248 | 0.4248 | 0.4248 | 0.4248 | 0.4248 | 0.4248 | 0.4248 | 0.4248 | 0.4248 | 0.4248 | 0.4248 | 0.4248 | 0.4248 | 0.4248 | 0.4248 | 0.4248 | 0.4248 | 0.4248 | 0.4248 | 0.4248 | 0.4248 | 0.4248 | 0.4248 | 0.4248 | 0.4248 | 0.4248 | 0.4248 | 0.4248 | 0.4248 | 0.4248 | 0.4248 | 0.4248 | 0.4248 | 0.4248 | 0.4248 | 0.4248 | 0.4248 | 0.4248 | 0.4248 | 0.4248 | 0.4248 | 0.4248 | 0.4248 | 0.4248 | 0.4248 | 0.4248 | 0.4248 | 0.4248 | 0.4248 | 0.4248 | 0.4248 | 0.4248 | 0.4248 | 0.4248 | 0.4248 | 0.4248 | 0.4248 | 0.4248 | 0.4248 | 0.4248 | 0.4248 | 0.4248 | 0.4248 | 0.4248 | 0.4248 | 0.4248 | 0.4248 | 0.4248 | 0.4248 | 0.4248 | 0.4248 | 0.4248 | 0.4248 | 0.4248 | 0.4248 | 0.4248 | 0.4248 | 0.4248 | 0.4248 | 0.4248 | 0.4248 | 0.4248 | 0.4248 | 0.4248 | 0.4248 | 0.4248 | 0.4248 | 0.4248 | 0.4248 | 0.4248 | 0.4248 | 0.4248 | 0.4248 | 0.4248 | 0.4248 | 0.4248 | 0.4248 | 0.4248 | 0.4248 | 0.4248 | 0.4248 | 0.4248 | 0.4248 | 0.4248 | 0.4248 | 0.4248 | 0.4248 | 0.4248 | 0.4248 | 0.4248 | 0.4248 | 0.4248 | 0.4248 | 0.4248 | 0.4248 | 0.4248 | 0.4248 | 0.4248 | 0.4248 | 0.4248 | 0.4248 | 0.4248 | 0.4248 | 0.4248 | 0.4248 | 0.4248
Reduction in Load at Time of VEC Annual Peak (kW) | 0 | 0 | 0 | 0 | 0 | 0 | 0 | 0 | 0 | 0 | 0 | 0 | 0 | 0 | 0 | 0 | 0 | 0 | 0 | 0 | 0 | 0 | 0 | 0 | 0 | 0 | 0 | 0 | 0 | 0 | 0 | 0 | 0 | 0 | 0 | 0 | 0 | 0 | 0 | 0 | 0 | 0 | 0 | 0 | 0 | 0 | 0 | 0 | 0 | 0 | 0 | 0 | 0 | 0 | 0 | 0 | 0 | 0 | 0 | 0 | 0 | 0 | 0 | 0 | 0 | 0.531 | 0.531 | 0.531 | 0.531 | 0.531 | 0.531 | 0.531 | 0.531 | 0.531 | 0.531 | 0.531 | 0.531 | 0.531 | 0.531 | 0.531 | 0.531 | 0.531 | 0.531 | 0.531 | 0.531 | 0.531 | 0.531 | 0.531 | 0.531 | 0.531 | 0.531 | 0.531 | 0.531 | 0.531 | 0.531 | 0.531 | 0.531 | 0.531 | 0.531 | 0.531 | 0.531 | 0.531 | 0.531 | 0.531 | 0.531 | 0.531 | 0.531 | 0.531 | 0.531 | 0.531 | 0.531 | 0.531 | 0.531 | 0.531 | 0.531 | 0.531 | 0.531 | 0.531 | 0.531 | 0.531 | 0.531 | 0.531 | 0.531 | 0.531 | 0.531 | 0.531 | 0.531 | 0.531 | 0.531 | 0.531 | 0.531 | 0.531 | 0.531 | 0.531 | 0.531 | 0.531 | 0.531 | 0.531 | 0.531 | 0.531 | 0.531 | 0.531 | 0.531 | 0.531 | 0.531 | 0.531 | 0.531 | 0.531 | 0.531 | 0.531 | 0.531 | 0.531 | 0.531 | 0.531 | 0.531 | 0.531 | 0.531 | 0.531 | 0.531 | 0.531 | 0.531 | 0.531 | 0.531 | 0.531 | 0.531 | 0.531 | 0.531 | 0.531 | 0.531 | 0.531 | 0.531 | 0.531 | 0.531 | 0.531 | 0.531 | 0.531 | 0.531 | 0.531 | 0.531 | 0.531 | 0.531 | 0.531 | 0.531 | 0.531 | 0.531 | 0.531 | 0.531 | 0.531 | 0.531 | 0.531 | 0.531 | 0.531 | 0.531 | 0.531 | 0.531 | 0.531 | 0.531 | 0.531 | 0.531 | 0.531 | 0.531 | 0.531 | 0.531 | 0.531 | 0.531 | 0.531 | 0.531 | 0.531 | 0.531 | 0.531 | 0.531 | 0.531 | 0.531 | 0.531 | 0.531 | 0.531 | 0.531 | 0.531 | 0.531 | 0.531 | 0.531 | 0.531 | 0.531 | 0.531 | 0.531 | 0.531 | 0.531 | 0.531 | 0.531 | 0.531 | 0.531 | 0.531 | 0.531 | 0.531 | 0.531 | 0.531 | 0.531 | 0.531 | 0.531 | 0.531 | 0.531 | 0.531 | 0.531 | 0.531 | 0.531 | 0.531 | 0.531 | 0.531 | 0.531 | 0.531 | 0.531 | 0.531 | 0.531 | 0.531 | 0.531 | 0.531 | 0.531 | 0.531 | 0.531 | 0.531 | 0.531 | 0.531 | 0.531 | 0.531 | 0.531 | 0.531 | 0.531 | 0.531 | 0.531 | 0.531 | 0.531 | 0.531
Reduction in Load at Time of VT Annual Peak (kW) | 0 | 0 | 0 | 0 | 0 | 0 | 0 | 0 | 0 | 0 | 0 | 0 | 0 | 0 | 0 | 0 | 0 | 0 | 0 | 0 | 0 | 0 | 0 | 0 | 0 | 0 | 0 | 0 | 0 | 0 | 0 | 0 | 0 | 0 | 0 | 0 | 0 | 0 | 0 | 0 | 0 | 0 | 0 | 0 | 0 | 0 | 0 | 0 | 0 | 0 | 0 | 0 | 0 | 0 | 0 | 0 | 0 | 0 | 0 | 0 | 0 | 0 | 0 | 0 | 0 | 0.885 | 0.885 | 0.885 | 0.885 | 0.885 | 0.885 | 0.885 | 0.885 | 0.885 | 0.885 | 0.885 | 0.885 | 0.885 | 0.885 | 0.885 | 0.885 | 0.885 | 0.885 | 0.885 | 0.885 | 0.885 | 0.885 | 0.885 | 0.885 | 0.885 | 0.885 | 0.885 | 0.885 | 0.885 | 0.885 | 0.885 | 0.885 | 0.885 | 0.885 | 0.885 | 0.885 | 0.885 | 0.885 | 0.885 | 0.885 | 0.885 | 0.885 | 0.885 | 0.885 | 0.885 | 0.885 | 0.885 | 0.885 | 0.885 | 0.885 | 0.885 | 0.885 | 0.885 | 0.885 | 0.885 | 0.885 | 0.885 | 0.885 | 0.885 | 0.885 | 0.885 | 0.885 | 0.885 | 0.885 | 0.885 | 0.885 | 0.885 | 0.885 | 0.885 | 0.885 | 0.885 | 0.885 | 0.885 | 0.885 | 0.885 | 0.885 | 0.885 | 0.885 | 0.885 | 0.885 | 0.885 | 0.885 | 0.885 | 0.885 | 0.885 | 0.885 | 0.885 | 0.885 | 0.885 | 0.885 | 0.885 | 0.885 | 0.885 | 0.885 | 0.885 | 0.885 | 0.885 | 0.885 | 0.885 | 0.885 | 0.885 | 0.885 | 0.885 | 0.885 | 0.885 | 0.885 | 0.885 | 0.885 | 0.885 | 0.885 | 0.885 | 0.885 | 0.885 | 0.885 | 0.885 | 0.885 | 0.885 | 0.885 | 0.885 | 0.885 | 0.885 | 0.885 | 0.885 | 0.885 | 0.885 | 0.885 | 0.885 | 0.885 | 0.885 | 0.885 | 0.885 | 0.885 | 0.885 | 0.885 | 0.885 | 0.885 | 0.885 | 0.885 | 0.885 | 0.885 | 0.885 | 0.885 | 0.885 | 0.885 | 0.885 | 0.885 | 0.885 | 0.885 | 0.885 | 0.885 | 0.885 | 0.885 | 0.885 | 0.885 | 0.885 | 0.885 | 0.885 | 0.885 | 0.885 | 0.885 | 0.885 | 0.885 | 0.885 | 0.885 | 0.885 | 0.885 | 0.885 | 0.885 | 0.885 | 0.885 | 0.885 | 0.885 | 0.885 | 0.885 | 0.885 | 0.885 | 0.885 | 0.885 | 0.885 | 0.885 | 0.885 | 0.885 | 0.885 | 0.885 | 0.885 | 0.885 | 0.885 | 0.885 | 0.885 | 0.885 | 0.885 | 0.885 | 0.885 | 0.885 | 0.885 | 0.885 | 0.885 | 0.885 | 0.885 | 0.885 | 0.885 | 0.885 | 0.885 | 0.885 | 0.885 | 0.885 | 0.885
FCM Net Regional Clearing Price ($/kW-month) | 9.55 | 9.55 | 9.55 | 9.55 | 9.55 | 7.07 | 7.07 | 7.07 | 7.07 | 7.07 | 7.07 | 7.07 | 7.07 | 7.07 | 7.07 | 7.07 | 7.07 | 5.267 | 5.267 | 5.267 | 5.267 | 5.267 | 5.267 | 5.267 | 5.267 | 5.267 | 5.267 | 5.267 | 5.267 | 4.612 | 4.612 | 4.612 | 4.612 | 4.612 | 4.612 | 4.612 | 4.612 | 4.612 | 4.612 | 4.612 | 4.612 | 3.8 | 3.8 | 3.8 | 3.8 | 3.8 | 3.8 | 3.8 | 3.8 | 3.8 | 3.8 | 3.8 | 3.8 | 2.001 | 2.001 | 2.001 | 2.001 | 2.001 | 2.001 | 2.001 | 2.001 | 2.001 | 2.001 | 2.001 | 2.001 | 2.48 | 2.48 | 2.48 | 2.48 | 2.48 | 2.48 | 2.48 | 2.48 | 2.48 | 2.48 | 2.48 | 2.48 | 2.53 | 2.53 | 2.53 | 2.53 | 2.53 | 2.53 | 2.53 | 2.53 | 2.53 | 2.53 | 2.53 | 2.53 | 2.59 | 2.59 | 2.59 | 2.59 | 2.59 | 2.59 | 2.59 | 2.59 | 2.59 | 2.59 | 2.59 | 2.59 | 3 | 3 | 3 | 3 | 3 | 3 | 3 | 3 | 3 | 3 | 3 | 3 | 3 | 3 | 3 | 3 | 3 | 3 | 3 | 3 | 3 | 3 | 3 | 3 | 3 | 3 | 3 | 3 | 3 | 3 | 3 | 3 | 3 | 3 | 3 | 3 | 3 | 3 | 3 | 3 | 3 | 3 | 3 | 3 | 3 | 3 | 3 | 3 | 3 | 3 | 3 | 3 | 3 | 3 | 3 | 3 | 3 | 3 | 3 | 3 | 3 | 3 | 3 | 3 | 3 | 3 | 3 | 3 | 3 | 3 | 3 | 3 | 3 | 3 | 3 | 3 | 3 | 3 | 3 | 3 | 3 | 3 | 3 | 3 | 3 | 3 | 3 | 3 | 3 | 3 | 3 | 3 | 3 | 3 | 3 | 3 | 3 | 3 | 3 | 3 | 3 | 3 | 3 | 3 | 3 | 3 | 3 | 3 | 3 | 3 | 3 | 3 | 3 | 3 | 3 | 3 | 3 | 3 | 3 | 3 | 3 | 3 | 3 | 3 | 3 | 3 | 3 | 3 | 3 | 3 | 3 | 3 | 3 | 3 | 3 | 3 | 3 | 3 | 3 | 3 | 3 | 3 | 3 | 3 | 3 | 3 | 3 | 3 | 3 | 3 | 3 | 3 | 3 | 3 | 3 | 3 | 3 | 3 | 3 | 3 | 3 | 3 | 3 | 3 | 3 | 3 | 3 | 3 | 3 | 3 | 3
NEPOOL OATT RNS Rate ($/kW-month) | 9.3337 | 9.3337 | 9.3337 | 9.3337 | 9.3337 | 9.4612 | 9.4612 | 9.4612 | 9.4612 | 9.4612 | 9.4612 | 9.4612 | 9.4612 | 9.4612 | 9.4612 | 9.4612 | 9.4612 | 10.9173 | 10.9173 | 10.9173 | 10.9173 | 10.9173 | 10.9173 | 10.9173 | 10.9173 | 10.9173 | 10.9173 | 10.9173 | 10.9173 | 11.9052 | 11.9052 | 11.9052 | 11.9052 | 11.9052 | 11.9052 | 11.9052 | 11.9052 | 11.9052 | 11.9052 | 11.9052 | 11.9052 | 12.0442 | 12.0442 | 12.0442 | 12.0442 | 12.0442 | 12.0442 | 12.0442 | 12.0442 | 12.0442 | 12.0442 | 12.0442 | 12.0442 | 11.9497 | 11.9497 | 11.9497 | 11.9497 | 11.9497 | 11.9497 | 11.9497 | 11.9497 | 11.9497 | 11.9497 | 11.9497 | 11.9497 | 12.8625 | 12.8625 | 12.8625 | 12.8625 | 12.8625 | 12.8625 | 12.8625 | 12.8625 | 12.8625 | 12.8625 | 12.8625 | 12.8625 | 13.5833 | 13.5833 | 13.5833 | 13.5833 | 13.5833 | 13.5833 | 13.5833 | 13.5833 | 13.5833 | 13.5833 | 13.5833 | 13.5833 | 14.5 | 14.5 | 14.5 | 14.5 | 14.5 | 14.5 | 14.5 | 14.5 | 14.5 | 14.5 | 14.5 | 14.5 | 15.4167 | 15.4167 | 15.4167 | 15.4167 | 15.4167 | 15.4167 | 15.4167 | 15.4167 | 15.4167 | 15.4167 | 15.4167 | 15.4167 | 16.3333 | 16.3333 | 16.3333 | 16.3333 | 16.3333 | 16.3333 | 16.3333 | 16.3333 | 16.3333 | 16.3333 | 16.3333 | 16.3333 | 17.15 | 17.15 | 17.15 | 17.15 | 17.15 | 17.15 | 17.15 | 17.15 | 17.15 | 17.15 | 17.15 | 17.15 | 18.0075 | 18.0075 | 18.0075 | 18.0075 | 18.0075 | 18.0075 | 18.0075 | 18.0075 | 18.0075 | 18.0075 | 18.0075 | 18.0075 | 18.9079 | 18.9079 | 18.9079 | 18.9079 | 18.9079 | 18.9079 | 18.9079 | 18.9079 | 18.9079 | 18.9079 | 18.9079 | 18.9079 | 19.8533 | 19.8533 | 19.8533 | 19.8533 | 19.8533 | 19.8533 | 19.8533 | 19.8533 | 19.8533 | 19.8533 | 19.8533 | 19.8533 | 20.8459 | 20.8459 | 20.8459 | 20.8459 | 20.8459 | 20.8459 | 20.8459 | 20.8459 | 20.8459 | 20.8459 | 20.8459 | 20.8459 | 21.8882 | 21.8882 | 21.8882 | 21.8882 | 21.8882 | 21.8882 | 21.8882 | 21.8882 | 21.8882 | 21.8882 | 21.8882 | 21.8882 | 22.9826 | 22.9826 | 22.9826 | 22.9826 | 22.9826 | 22.9826 | 22.9826 | 22.9826 | 22.9826 | 22.9826 | 22.9826 | 22.9826 | 24.1318 | 24.1318 | 24.1318 | 24.1318 | 24.1318 | 24.1318 | 24.1318 | 24.1318 | 24.1318 | 24.1318 | 24.1318 | 24.1318 | 24.1318 | 24.1318 | 24.1318 | 24.1318 | 24.1318 | 24.1318 | 24.1318 | 24.1318 | 24.1318 | 24.1318 | 24.1318 | 24.1318 | 24.1318 | 24.1318 | 24.1318 | 24.1318 | 24.1318 | 24.1318 | 24.1318 | 24.1318 | 24.1318 | 24.1318 | 24.1318 | 24.1318 | 24.1318 | 24.1318 | 24.1318 | 24.1318 | 24.1318 | 24.1318 | 24.1318 | 24.1318 | 24.1318 | 24.1318 | 24.1318 | 24.1318 | 24.1318 | 24.1318 | 24.1318 | 24.1318 | 24.1318 | 24.1318 | 24.1318 | 24.1318 | 24.1318 | 24.1318 | 24.1318 | 24.1318 | 24.1318 | 24.1318 | 24.1318
VELCO Transmission Rate ($/kW-month) | 1.52 | 1.52 | 1.52 | 1.52 | 1.52 | 1.5352 | 1.5352 | 1.5352 | 1.5352 | 1.5352 | 1.5352 | 1.5352 | 1.5352 | 1.5352 | 1.5352 | 1.5352 | 1.5352 | 1.5506 | 1.5506 | 1.5506 | 1.5506 | 1.5506 | 1.5506 | 1.5506 | 1.5506 | 1.5506 | 1.5506 | 1.5506 | 1.5506 | 1.5661 | 1.5661 | 1.5661 | 1.5661 | 1.5661 | 1.5661 | 1.5661 | 1.5661 | 1.5661 | 1.5661 | 1.5661 | 1.5661 | 1.5817 | 1.5817 | 1.5817 | 1.5817 | 1.5817 | 1.5817 | 1.5817 | 1.5817 | 1.5817 | 1.5817 | 1.5817 | 1.5817 | 4.22 | 4.22 | 4.22 | 4.22 | 4.22 | 4.22 | 4.22 | 4.22 | 4.22 | 4.22 | 4.22 | 4.22 | 4.2622 | 4.2622 | 4.2622 | 4.2622 | 4.2622 | 4.2622 | 4.2622 | 4.2622 | 4.2622 | 4.2622 | 4.2622 | 4.2622 | 4.3048 | 4.3048 | 4.3048 | 4.3048 | 4.3048 | 4.3048 | 4.3048 | 4.3048 | 4.3048 | 4.3048 | 4.3048 | 4.3048 | 4.3479 | 4.3479 | 4.3479 | 4.3479 | 4.3479 | 4.3479 | 4.3479 | 4.3479 | 4.3479 | 4.3479 | 4.3479 | 4.3479 | 4.3913 | 4.3913 | 4.3913 | 4.3913 | 4.3913 | 4.3913 | 4.3913 | 4.3913 | 4.3913 | 4.3913 | 4.3913 | 4.3913 | 4.4353 | 4.4353 | 4.4353 | 4.4353 | 4.4353 | 4.4353 | 4.4353 | 4.4353 | 4.4353 | 4.4353 | 4.4353 | 4.4353 | 4.4796 | 4.4796 | 4.4796 | 4.4796 | 4.4796 | 4.4796 | 4.4796 | 4.4796 | 4.4796 | 4.4796 | 4.4796 | 4.4796 | 4.5244 | 4.5244 | 4.5244 | 4.5244 | 4.5244 | 4.5244 | 4.5244 | 4.5244 | 4.5244 | 4.5244 | 4.5244 | 4.5244 | 4.5697 | 4.5697 | 4.5697 | 4.5697 | 4.5697 | 4.5697 | 4.5697 | 4.5697 | 4.5697 | 4.5697 | 4.5697 | 4.5697 | 4.6154 | 4.6154 | 4.6154 | 4.6154 | 4.6154 | 4.6154 | 4.6154 | 4.6154 | 4.6154 | 4.6154 | 4.6154 | 4.6154 | 4.6615 | 4.6615 | 4.6615 | 4.6615 | 4.6615 | 4.6615 | 4.6615 | 4.6615 | 4.6615 | 4.6615 | 4.6615 | 4.6615 | 4.7081 | 4.7081 | 4.7081 | 4.7081 | 4.7081 | 4.7081 | 4.7081 | 4.7081 | 4.7081 | 4.7081 | 4.7081 | 4.7081 | 4.7552 | 4.7552 | 4.7552 | 4.7552 | 4.7552 | 4.7552 | 4.7552 | 4.7552 | 4.7552 | 4.7552 | 4.7552 | 4.7552 | 4.8028 | 4.8028 | 4.8028 | 4.8028 | 4.8028 | 4.8028 | 4.8028 | 4.8028 | 4.8028 | 4.8028 | 4.8028 | 4.8028 | 4.8028 | 4.8028 | 4.8028 | 4.8028 | 4.8028 | 4.8028 | 4.8028 | 4.8028 | 4.8028 | 4.8028 | 4.8028 | 4.8028 | 4.8028 | 4.8028 | 4.8028 | 4.8028 | 4.8028 | 4.8028 | 4.8028 | 4.8028 | 4.8028 | 4.8028 | 4.8028 | 4.8028 | 4.8028 | 4.8028 | 4.8028 | 4.8028 | 4.8028 | 4.8028 | 4.8028 | 4.8028 | 4.8028 | 4.8028 | 4.8028 | 4.8028 | 4.8028 | 4.8028 | 4.8028 | 4.8028 | 4.8028 | 4.8028 | 4.8028 | 4.8028 | 4.8028 | 4.8028 | 4.8028 | 4.8028 | 4.8028 | 4.8028 | 4.8028
Various Network-Load-Based OATT and ISO Tariff charge Rate ($/kw-month) | 0.45 | 0.45 | 0.45 | 0.45 | 0.45 | 0.46125 | 0.46125 | 0.46125 | 0.46125 | 0.46125 | 0.46125 | 0.46125 | 0.46125 | 0.46125 | 0.46125 | 0.46125 | 0.46125 | 0.47278 | 0.47278 | 0.47278 | 0.47278 | 0.47278 | 0.47278 | 0.47278 | 0.47278 | 0.47278 | 0.47278 | 0.47278 | 0.47278 | 0.4846 | 0.4846 | 0.4846 | 0.4846 | 0.4846 | 0.4846 | 0.4846 | 0.4846 | 0.4846 | 0.4846 | 0.4846 | 0.4846 | 0.49672 | 0.49672 | 0.49672 | 0.49672 | 0.49672 | 0.49672 | 0.49672 | 0.49672 | 0.49672 | 0.49672 | 0.49672 | 0.49672 | 0.47436 | 0.47436 | 0.47436 | 0.47436 | 0.47436 | 0.47436 | 0.47436 | 0.47436 | 0.47436 | 0.47436 | 0.47436 | 0.47436 | 0.48622 | 0.48622 | 0.48622 | 0.48622 | 0.48622 | 0.48622 | 0.48622 | 0.48622 | 0.48622 | 0.48622 | 0.48622 | 0.48622 | 0.49837 | 0.49837 | 0.49837 | 0.49837 | 0.49837 | 0.49837 | 0.49837 | 0.49837 | 0.49837 | 0.49837 | 0.49837 | 0.49837 | 0.51083 | 0.51083 | 0.51083 | 0.51083 | 0.51083 | 0.51083 | 0.51083 | 0.51083 | 0.51083 | 0.51083 | 0.51083 | 0.51083 | 0.5236 | 0.5236 | 0.5236 | 0.5236 | 0.5236 | 0.5236 | 0.5236 | 0.5236 | 0.5236 | 0.5236 | 0.5236 | 0.5236 | 0.53669 | 0.53669 | 0.53669 | 0.53669 | 0.53669 | 0.53669 | 0.53669 | 0.53669 | 0.53669 | 0.53669 | 0.53669 | 0.53669 | 0.55011 | 0.55011 | 0.55011 | 0.55011 | 0.55011 | 0.55011 | 0.55011 | 0.55011 | 0.55011 | 0.55011 | 0.55011 | 0.55011 | 0.56386 | 0.56386 | 0.56386 | 0.56386 | 0.56386 | 0.56386 | 0.56386 | 0.56386 | 0.56386 | 0.56386 | 0.56386 | 0.56386 | 0.57796 | 0.57796 | 0.57796 | 0.57796 | 0.57796 | 0.57796 | 0.57796 | 0.57796 | 0.57796 | 0.57796 | 0.57796 | 0.57796 | 0.59241 | 0.59241 | 0.59241 | 0.59241 | 0.59241 | 0.59241 | 0.59241 | 0.59241 | 0.59241 | 0.59241 | 0.59241 | 0.59241 | 0.60722 | 0.60722 | 0.60722 | 0.60722 | 0.60722 | 0.60722 | 0.60722 | 0.60722 | 0.60722 | 0.60722 | 0.60722 | 0.60722 | 0.6224 | 0.6224 | 0.6224 | 0.6224 | 0.6224 | 0.6224 | 0.6224 | 0.6224 | 0.6224 | 0.6224 | 0.6224 | 0.6224 | 0.63796 | 0.63796 | 0.63796 | 0.63796 | 0.63796 | 0.63796 | 0.63796 | 0.63796 | 0.63796 | 0.63796 | 0.63796 | 0.63796 | 0.65391 | 0.65391 | 0.65391 | 0.65391 | 0.65391 | 0.65391 | 0.65391 | 0.65391 | 0.65391 | 0.65391 | 0.65391 | 0.65391 | 0.65391 | 0.65391 | 0.65391 | 0.65391 | 0.65391 | 0.65391 | 0.65391 | 0.65391 | 0.65391 | 0.65391 | 0.65391 | 0.65391 | 0.65391 | 0.65391 | 0.65391 | 0.65391 | 0.65391 | 0.65391 | 0.65391 | 0.65391 | 0.65391 | 0.65391 | 0.65391 | 0.65391 | 0.65391 | 0.65391 | 0.65391 | 0.65391 | 0.65391 | 0.65391 | 0.65391 | 0.65391 | 0.65391 | 0.65391 | 0.65391 | 0.65391 | 0.65391 | 0.65391 | 0.65391 | 0.65391 | 0.65391 | 0.65391 | 0.65391 | 0.65391 | 0.65391 | 0.65391 | 0.65391 | 0.65391 | 0.65391 | 0.65391 | 0.65391
FCM Savings ($) | 0 | 0 | 0 | 0 | 0 | 0 | 0 | 0 | 0 | 0 | 0 | 0 | 0 | 0 | 0 | 0 | 0 | 0 | 0 | 0 | 0 | 0 | 0 | 0 | 0 | 0 | 0 | 0 | 0 | 0 | 0 | 0 | 0 | 0 | 0 | 0 | 0 | 0 | 0 | 0 | 0 | 0 | 0 | 0 | 0 | 0 | 0 | 0 | 0 | 0 | 0 | 0 | 0 | 0 | 0 | 0 | 0 | 0 | 0 | 0 | 0 | 0 | 0 | 0 | 0 | 0 | 0 | 0 | 0 | 0 | 0 | 0 | 0 | 0 | 0 | 0 | 0 | 0 | 0 | 0 | 0 | 0 | 0 | 0 | 0 | 0 | 0 | 0 | 0 | 0 | 0 | 0 | 0 | 0 | 0 | 0 | 0 | 0 | 0 | 0 | 0 | 0 | 0 | 0 | 0 | 0 | 0 | 0 | 0 | 0 | 0 | 0 | 0 | 0 | 0 | 0 | 0 | 0 | 0 | 0 | 0 | 0 | 0 | 0 | 0 | 0 | 0 | 0 | 0 | 0 | 0 | 0 | 0 | 0 | 0 | 0 | 0 | 0 | 0 | 0 | 0 | 0 | 0 | 0 | 0 | 0 | 0 | 0 | 0 | 0 | 0 | 0 | 0 | 0 | 0 | 0 | 0 | 0 | 0 | 0 | 0 | 0 | 0 | 0 | 0 | 0 | 0 | 0 | 0 | 0 | 0 | 0 | 0 | 0 | 0 | 0 | 0 | 0 | 0 | 0 | 0 | 0 | 0 | 0 | 0 | 0 | 0 | 0 | 0 | 0 | 0 | 0 | 0 | 0 | 0 | 0 | 0 | 0 | 0 | 0 | 0 | 0 | 0 | 0 | 0 | 0 | 0 | 0 | 0 | 0 | 0 | 0 | 0 | 0 | 0 | 0 | 0 | 0 | 0 | 0 | 0 | 0 | 0 | 0 | 0 | 0 | 0 | 0 | 0 | 0 | 0 | 0 | 0 | 0 | 0 | 0 | 0 | 0 | 0 | 0 | 0 | 0 | 0 | 0 | 0 | 0 | 0 | 0 | 0 | 0 | 0 | 0 | 0 | 0 | 0 | 0 | 0 | 0 | 0 | 0 | 0 | 0 | 0 | 0 | 0 | 0 | 0 | 0 | 0 | 0 | 0 | 0
NEPOOL OATT RNS Savings ($) | 0 | 0 | 0 | 0 | 0 | 0 | 0 | 0 | 0 | 0 | 0 | 0 | 0 | 0 | 0 | 0 | 0 | 0 | 0 | 0 | 0 | 0 | 0 | 0 | 0 | 0 | 0 | 0 | 0 | 0 | 0 | 0 | 0 | 0 | 0 | 0 | 0 | 0 | 0 | 0 | 0 | 0 | 0 | 0 | 0 | 0 | 0 | 0 | 0 | 0 | 0 | 0 | 0 | 0 | 0 | 0 | 0 | 0 | 0 | 0 | 0 | 0 | 0 | 0 | 0 | 10.245 | 10.245 | 10.245 | 10.245 | 10.245 | 10.245 | 10.245 | 10.245 | 10.245 | 10.245 | 10.245 | 10.245 | 10.8191 | 10.8191 | 10.8191 | 10.8191 | 10.8191 | 10.8191 | 10.8191 | 10.8191 | 10.8191 | 10.8191 | 10.8191 | 10.8191 | 11.5493 | 11.5493 | 11.5493 | 11.5493 | 11.5493 | 11.5493 | 11.5493 | 11.5493 | 11.5493 | 11.5493 | 11.5493 | 11.5493 | 12.2794 | 12.2794 | 12.2794 | 12.2794 | 12.2794 | 12.2794 | 12.2794 | 12.2794 | 12.2794 | 12.2794 | 12.2794 | 12.2794 | 13.0095 | 13.0095 | 13.0095 | 13.0095 | 13.0095 | 13.0095 | 13.0095 | 13.0095 | 13.0095 | 13.0095 | 13.0095 | 13.0095 | 13.66 | 13.66 | 13.66 | 13.66 | 13.66 | 13.66 | 13.66 | 13.66 | 13.66 | 13.66 | 13.66 | 13.66 | 14.343 | 14.343 | 14.343 | 14.343 | 14.343 | 14.343 | 14.343 | 14.343 | 14.343 | 14.343 | 14.343 | 14.343 | 15.0601 | 15.0601 | 15.0601 | 15.0601 | 15.0601 | 15.0601 | 15.0601 | 15.0601 | 15.0601 | 15.0601 | 15.0601 | 15.0601 | 15.8131 | 15.8131 | 15.8131 | 15.8131 | 15.8131 | 15.8131 | 15.8131 | 15.8131 | 15.8131 | 15.8131 | 15.8131 | 15.8131 | 16.6038 | 16.6038 | 16.6038 | 16.6038 | 16.6038 | 16.6038 | 16.6038 | 16.6038 | 16.6038 | 16.6038 | 16.6038 | 16.6038 | 17.434 | 17.434 | 17.434 | 17.434 | 17.434 | 17.434 | 17.434 | 17.434 | 17.434 | 17.434 | 17.434 | 17.434 | 18.3057 | 18.3057 | 18.3057 | 18.3057 | 18.3057 | 18.3057 | 18.3057 | 18.3057 | 18.3057 | 18.3057 | 18.3057 | 18.3057 | 19.221 | 19.221 | 19.221 | 19.221 | 19.221 | 19.221 | 19.221 | 19.221 | 19.221 | 19.221 | 19.221 | 19.221 | 19.221 | 19.221 | 19.221 | 19.221 | 19.221 | 19.221 | 19.221 | 19.221 | 19.221 | 19.221 | 19.221 | 19.221 | 19.221 | 19.221 | 19.221 | 19.221 | 19.221 | 19.221 | 19.221 | 19.221 | 19.221 | 19.221 | 19.221 | 19.221 | 19.221 | 19.221 | 19.221 | 19.221 | 19.221 | 19.221 | 19.221 | 19.221 | 19.221 | 19.221 | 19.221 | 19.221 | 19.221 | 19.221 | 19.221 | 19.221 | 19.221 | 19.221 | 19.221 | 19.221 | 19.221 | 19.221 | 19.221 | 19.221 | 19.221 | 19.221 | 19.221
VELCO Transmission Savings ($) | 0 | 0 | 0 | 0 | 0 | 0 | 0 | 0 | 0 | 0 | 0 | 0 | 0 | 0 | 0 | 0 | 0 | 0 | 0 | 0 | 0 | 0 | 0 | 0 | 0 | 0 | 0 | 0 | 0 | 0 | 0 | 0 | 0 | 0 | 0 | 0 | 0 | 0 | 0 | 0 | 0 | 0 | 0 | 0 | 0 | 0 | 0 | 0 | 0 | 0 | 0 | 0 | 0 | 0 | 0 | 0 | 0 | 0 | 0 | 0 | 0 | 0 | 0 | 0 | 0 | 3.0176 | 3.0176 | 3.0176 | 3.0176 | 3.0176 | 3.0176 | 3.0176 | 3.0176 | 3.0176 | 3.0176 | 3.0176 | 3.0176 | 3.0478 | 3.0478 | 3.0478 | 3.0478 | 3.0478 | 3.0478 | 3.0478 | 3.0478 | 3.0478 | 3.0478 | 3.0478 | 3.0478 | 3.0783 | 3.0783 | 3.0783 | 3.0783 | 3.0783 | 3.0783 | 3.0783 | 3.0783 | 3.0783 | 3.0783 | 3.0783 | 3.0783 | 3.1091 | 3.1091 | 3.1091 | 3.1091 | 3.1091 | 3.1091 | 3.1091 | 3.1091 | 3.1091 | 3.1091 | 3.1091 | 3.1091 | 3.1402 | 3.1402 | 3.1402 | 3.1402 | 3.1402 | 3.1402 | 3.1402 | 3.1402 | 3.1402 | 3.1402 | 3.1402 | 3.1402 | 3.1716 | 3.1716 | 3.1716 | 3.1716 | 3.1716 | 3.1716 | 3.1716 | 3.1716 | 3.1716 | 3.1716 | 3.1716 | 3.1716 | 3.2033 | 3.2033 | 3.2033 | 3.2033 | 3.2033 | 3.2033 | 3.2033 | 3.2033 | 3.2033 | 3.2033 | 3.2033 | 3.2033 | 3.2353 | 3.2353 | 3.2353 | 3.2353 | 3.2353 | 3.2353 | 3.2353 | 3.2353 | 3.2353 | 3.2353 | 3.2353 | 3.2353 | 3.2677 | 3.2677 | 3.2677 | 3.2677 | 3.2677 | 3.2677 | 3.2677 | 3.2677 | 3.2677 | 3.2677 | 3.2677 | 3.2677 | 3.3003 | 3.3003 | 3.3003 | 3.3003 | 3.3003 | 3.3003 | 3.3003 | 3.3003 | 3.3003 | 3.3003 | 3.3003 | 3.3003 | 3.3333 | 3.3333 | 3.3333 | 3.3333 | 3.3333 | 3.3333 | 3.3333 | 3.3333 | 3.3333 | 3.3333 | 3.3333 | 3.3333 | 3.3667 | 3.3667 | 3.3667 | 3.3667 | 3.3667 | 3.3667 | 3.3667 | 3.3667 | 3.3667 | 3.3667 | 3.3667 | 3.3667 | 3.4003 | 3.4003 | 3.4003 | 3.4003 | 3.4003 | 3.4003 | 3.4003 | 3.4003 | 3.4003 | 3.4003 | 3.4003 | 3.4003 | 3.4003 | 3.4003 | 3.4003 | 3.4003 | 3.4003 | 3.4003 | 3.4003 | 3.4003 | 3.4003 | 3.4003 | 3.4003 | 3.4003 | 3.4003 | 3.4003 | 3.4003 | 3.4003 | 3.4003 | 3.4003 | 3.4003 | 3.4003 | 3.4003 | 3.4003 | 3.4003 | 3.4003 | 3.4003 | 3.4003 | 3.4003 | 3.4003 | 3.4003 | 3.4003 | 3.4003 | 3.4003 | 3.4003 | 3.4003 | 3.4003 | 3.4003 | 3.4003 | 3.4003 | 3.4003 | 3.4003 | 3.4003 | 3.4003 | 3.4003 | 3.4003 | 3.4003 | 3.4003 | 3.4003 | 3.4003 | 3.4003 | 3.4003 | 3.4003
Various Network-Load-Based OATT and ISO Tariff Savings ($) | 0 | 0 | 0 | 0 | 0 | 0 | 0 | 0 | 0 | 0 | 0 | 0 | 0 | 0 | 0 | 0 | 0 | 0 | 0 | 0 | 0 | 0 | 0 | 0 | 0 | 0 | 0 | 0 | 0 | 0 | 0 | 0 | 0 | 0 | 0 | 0 | 0 | 0 | 0 | 0 | 0 | 0 | 0 | 0 | 0 | 0 | 0 | 0 | 0 | 0 | 0 | 0 | 0 | 0 | 0 | 0 | 0 | 0 | 0 | 0 | 0 | 0 | 0 | 0 | 0 | 0.38727 | 0.38727 | 0.38727 | 0.38727 | 0.38727 | 0.38727 | 0.38727 | 0.38727 | 0.38727 | 0.38727 | 0.38727 | 0.38727 | 0.39696 | 0.39696 | 0.39696 | 0.39696 | 0.39696 | 0.39696 | 0.39696 | 0.39696 | 0.39696 | 0.39696 | 0.39696 | 0.39696 | 0.40688 | 0.40688 | 0.40688 | 0.40688 | 0.40688 | 0.40688 | 0.40688 | 0.40688 | 0.40688 | 0.40688 | 0.40688 | 0.40688 | 0.41705 | 0.41705 | 0.41705 | 0.41705 | 0.41705 | 0.41705 | 0.41705 | 0.41705 | 0.41705 | 0.41705 | 0.41705 | 0.41705 | 0.42748 | 0.42748 | 0.42748 | 0.42748 | 0.42748 | 0.42748 | 0.42748 | 0.42748 | 0.42748 | 0.42748 | 0.42748 | 0.42748 | 0.43816 | 0.43816 | 0.43816 | 0.43816 | 0.43816 | 0.43816 | 0.43816 | 0.43816 | 0.43816 | 0.43816 | 0.43816 | 0.43816 | 0.44912 | 0.44912 | 0.44912 | 0.44912 | 0.44912 | 0.44912 | 0.44912 | 0.44912 | 0.44912 | 0.44912 | 0.44912 | 0.44912 | 0.46035 | 0.46035 | 0.46035 | 0.46035 | 0.46035 | 0.46035 | 0.46035 | 0.46035 | 0.46035 | 0.46035 | 0.46035 | 0.46035 | 0.47186 | 0.47186 | 0.47186 | 0.47186 | 0.47186 | 0.47186 | 0.47186 | 0.47186 | 0.47186 | 0.47186 | 0.47186 | 0.47186 | 0.48365 | 0.48365 | 0.48365 | 0.48365 | 0.48365 | 0.48365 | 0.48365 | 0.48365 | 0.48365 | 0.48365 | 0.48365 | 0.48365 | 0.49574 | 0.49574 | 0.49574 | 0.49574 | 0.49574 | 0.49574 | 0.49574 | 0.49574 | 0.49574 | 0.49574 | 0.49574 | 0.49574 | 0.50814 | 0.50814 | 0.50814 | 0.50814 | 0.50814 | 0.50814 | 0.50814 | 0.50814 | 0.50814 | 0.50814 | 0.50814 | 0.50814 | 0.52084 | 0.52084 | 0.52084 | 0.52084 | 0.52084 | 0.52084 | 0.52084 | 0.52084 | 0.52084 | 0.52084 | 0.52084 | 0.52084 | 0.52084 | 0.52084 | 0.52084 | 0.52084 | 0.52084 | 0.52084 | 0.52084 | 0.52084 | 0.52084 | 0.52084 | 0.52084 | 0.52084 | 0.52084 | 0.52084 | 0.52084 | 0.52084 | 0.52084 | 0.52084 | 0.52084 | 0.52084 | 0.52084 | 0.52084 | 0.52084 | 0.52084 | 0.52084 | 0.52084 | 0.52084 | 0.52084 | 0.52084 | 0.52084 | 0.52084 | 0.52084 | 0.52084 | 0.52084 | 0.52084 | 0.52084 | 0.52084 | 0.52084 | 0.52084 | 0.52084 | 0.52084 | 0.52084 | 0.52084 | 0.52084 | 0.52084 | 0.52084 | 0.52084 | 0.52084 | 0.52084 | 0.52084 | 0.52084
Energy Discharged (kWh) | 0 | 0 | 0 | 0 | 0 | 0 | 0 | 0 | 0 | 0 | 0 | 0 | 0 | 0 | 0 | 0 | 0 | 0 | 0 | 0 | 0 | 0 | 0 | 0 | 0 | 0 | 0 | 0 | 0 | 0 | 0 | 0 | 0 | 0 | 0 | 0 | 0 | 0 | 0 | 0 | 0 | 0 | 0 | 0 | 0 | 0 | 0 | 0 | 0 | 0 | 0 | 0 | 0 | 0 | 0 | 0 | 0 | 0 | 0 | 0 | 0 | 0 | 0 | 0 | 0 | 42.48 | 42.48 | 42.48 | 42.48 | 42.48 | 42.48 | 42.48 | 42.48 | 42.48 | 42.48 | 42.48 | 42.48 | 42.48 | 42.48 | 42.48 | 42.48 | 42.48 | 42.48 | 42.48 | 42.48 | 42.48 | 42.48 | 42.48 | 42.48 | 42.48 | 42.48 | 42.48 | 42.48 | 42.48 | 42.48 | 42.48 | 42.48 | 42.48 | 42.48 | 42.48 | 42.48 | 42.48 | 42.48 | 42.48 | 42.48 | 42.48 | 42.48 | 42.48 | 42.48 | 42.48 | 42.48 | 42.48 | 42.48 | 42.48 | 42.48 | 42.48 | 42.48 | 42.48 | 42.48 | 42.48 | 42.48 | 42.48 | 42.48 | 42.48 | 42.48 | 42.48 | 42.48 | 42.48 | 42.48 | 42.48 | 42.48 | 42.48 | 42.48 | 42.48 | 42.48 | 42.48 | 42.48 | 42.48 | 42.48 | 42.48 | 42.48 | 42.48 | 42.48 | 42.48 | 42.48 | 42.48 | 42.48 | 42.48 | 42.48 | 42.48 | 42.48 | 42.48 | 42.48 | 42.48 | 42.48 | 42.48 | 42.48 | 42.48 | 42.48 | 42.48 | 42.48 | 42.48 | 42.48 | 42.48 | 42.48 | 42.48 | 42.48 | 42.48 | 42.48 | 42.48 | 42.48 | 42.48 | 42.48 | 42.48 | 42.48 | 42.48 | 42.48 | 42.48 | 42.48 | 42.48 | 42.48 | 42.48 | 42.48 | 42.48 | 42.48 | 42.48 | 42.48 | 42.48 | 42.48 | 42.48 | 42.48 | 42.48 | 42.48 | 42.48 | 42.48 | 42.48 | 42.48 | 42.48 | 42.48 | 42.48 | 42.48 | 42.48 | 42.48 | 42.48 | 42.48 | 42.48 | 42.48 | 42.48 | 42.48 | 42.48 | 42.48 | 42.48 | 42.48 | 42.48 | 42.48 | 42.48 | 42.48 | 42.48 | 42.48 | 42.48 | 42.48 | 42.48 | 42.48 | 42.48 | 42.48 | 42.48 | 42.48 | 42.48 | 42.48 | 42.48 | 42.48 | 42.48 | 42.48 | 42.48 | 42.48 | 42.48 | 42.48 | 42.48 | 42.48 | 42.48 | 42.48 | 42.48 | 42.48 | 42.48 | 42.48 | 42.48 | 42.48 | 42.48 | 42.48 | 42.48 | 42.48 | 42.48 | 42.48 | 42.48 | 42.48 | 42.48 | 42.48 | 42.48 | 42.48 | 42.48 | 42.48 | 42.48 | 42.48 | 42.48 | 42.48 | 42.48 | 42.48 | 42.48 | 42.48 | 42.48 | 42.48 | 42.48
Energy Required to Charge (kWh) | 0 | 0 | 0 | 0 | 0 | 0 | 0 | 0 | 0 | 0 | 0 | 0 | 0 | 0 | 0 | 0 | 0 | 0 | 0 | 0 | 0 | 0 | 0 | 0 | 0 | 0 | 0 | 0 | 0 | 0 | 0 | 0 | 0 | 0 | 0 | 0 | 0 | 0 | 0 | 0 | 0 | 0 | 0 | 0 | 0 | 0 | 0 | 0 | 0 | 0 | 0 | 0 | 0 | 0 | 0 | 0 | 0 | 0 | 0 | 0 | 0 | 0 | 0 | 0 | 0 | -42.48 | -42.48 | -42.48 | -42.48 | -42.48 | -42.48 | -42.48 | -42.48 | -42.48 | -42.48 | -42.48 | -42.48 | -42.48 | -42.48 | -42.48 | -42.48 | -42.48 | -42.48 | -42.48 | -42.48 | -42.48 | -42.48 | -42.48 | -42.48 | -42.48 | -42.48 | -42.48 | -42.48 | -42.48 | -42.48 | -42.48 | -42.48 | -42.48 | -42.48 | -42.48 | -42.48 | -42.48 | -42.48 | -42.48 | -42.48 | -42.48 | -42.48 | -42.48 | -42.48 | -42.48 | -42.48 | -42.48 | -42.48 | -42.48 | -42.48 | -42.48 | -42.48 | -42.48 | -42.48 | -42.48 | -42.48 | -42.48 | -42.48 | -42.48 | -42.48 | -42.48 | -42.48 | -42.48 | -42.48 | -42.48 | -42.48 | -42.48 | -42.48 | -42.48 | -42.48 | -42.48 | -42.48 | -42.48 | -42.48 | -42.48 | -42.48 | -42.48 | -42.48 | -42.48 | -42.48 | -42.48 | -42.48 | -42.48 | -42.48 | -42.48 | -42.48 | -42.48 | -42.48 | -42.48 | -42.48 | -42.48 | -42.48 | -42.48 | -42.48 | -42.48 | -42.48 | -42.48 | -42.48 | -42.48 | -42.48 | -42.48 | -42.48 | -42.48 | -42.48 | -42.48 | -42.48 | -42.48 | -42.48 | -42.48 | -42.48 | -42.48 | -42.48 | -42.48 | -42.48 | -42.48 | -42.48 | -42.48 | -42.48 | -42.48 | -42.48 | -42.48 | -42.48 | -42.48 | -42.48 | -42.48 | -42.48 | -42.48 | -42.48 | -42.48 | -42.48 | -42.48 | -42.48 | -42.48 | -42.48 | -42.48 | -42.48 | -42.48 | -42.48 | -42.48 | -42.48 | -42.48 | -42.48 | -42.48 | -42.48 | -42.48 | -42.48 | -42.48 | -42.48 | -42.48 | -42.48 | -42.48 | -42.48 | -42.48 | -42.48 | -42.48 | -42.48 | -42.48 | -42.48 | -42.48 | -42.48 | -42.48 | -42.48 | -42.48 | -42.48 | -42.48 | -42.48 | -42.48 | -42.48 | -42.48 | -42.48 | -42.48 | -42.48 | -42.48 | -42.48 | -42.48 | -42.48 | -42.48 | -42.48 | -42.48 | -42.48 | -42.48 | -42.48 | -42.48 | -42.48 | -42.48 | -42.48 | -42.48 | -42.48 | -42.48 | -42.48 | -42.48 | -42.48 | -42.48 | -42.48 | -42.48 | -42.48 | -42.48 | -42.48 | -42.48 | -42.48 | -42.48 | -42.48 | -42.48 | -42.48 | -42.48 | -42.48 | -42.48
Energy Savings During Discharge ($) | 0 | 0 | 0 | 0 | 0 | 0 | 0 | 0 | 0 | 0 | 0 | 0 | 0 | 0 | 0 | 0 | 0 | 0 | 0 | 0 | 0 | 0 | 0 | 0 | 0 | 0 | 0 | 0 | 0 | 0 | 0 | 0 | 0 | 0 | 0 | 0 | 0 | 0 | 0 | 0 | 0 | 0 | 0 | 0 | 0 | 0 | 0 | 0 | 0 | 0 | 0 | 0 | 0 | 0 | 0 | 0 | 0 | 0 | 0 | 0 | 0 | 0 | 0 | 0 | 0 | 2.4923 | 2.4923 | 2.4923 | 2.4923 | 2.4923 | 2.4923 | 2.4923 | 2.4923 | 2.4923 | 2.4923 | 2.4923 | 2.4923 | 2.5547 | 2.5547 | 2.5547 | 2.5547 | 2.5547 | 2.5547 | 2.5547 | 2.5547 | 2.5547 | 2.5547 | 2.5547 | 2.5547 | 2.6185 | 2.6185 | 2.6185 | 2.6185 | 2.6185 | 2.6185 | 2.6185 | 2.6185 | 2.6185 | 2.6185 | 2.6185 | 2.6185 | 2.684 | 2.684 | 2.684 | 2.684 | 2.684 | 2.684 | 2.684 | 2.684 | 2.684 | 2.684 | 2.684 | 2.684 | 2.7511 | 2.7511 | 2.7511 | 2.7511 | 2.7511 | 2.7511 | 2.7511 | 2.7511 | 2.7511 | 2.7511 | 2.7511 | 2.7511 | 2.8199 | 2.8199 | 2.8199 | 2.8199 | 2.8199 | 2.8199 | 2.8199 | 2.8199 | 2.8199 | 2.8199 | 2.8199 | 2.8199 | 2.8904 | 2.8904 | 2.8904 | 2.8904 | 2.8904 | 2.8904 | 2.8904 | 2.8904 | 2.8904 | 2.8904 | 2.8904 | 2.8904 | 2.9626 | 2.9626 | 2.9626 | 2.9626 | 2.9626 | 2.9626 | 2.9626 | 2.9626 | 2.9626 | 2.9626 | 2.9626 | 2.9626 | 3.0367 | 3.0367 | 3.0367 | 3.0367 | 3.0367 | 3.0367 | 3.0367 | 3.0367 | 3.0367 | 3.0367 | 3.0367 | 3.0367 | 3.1126 | 3.1126 | 3.1126 | 3.1126 | 3.1126 | 3.1126 | 3.1126 | 3.1126 | 3.1126 | 3.1126 | 3.1126 | 3.1126 | 3.1904 | 3.1904 | 3.1904 | 3.1904 | 3.1904 | 3.1904 | 3.1904 | 3.1904 | 3.1904 | 3.1904 | 3.1904 | 3.1904 | 3.2702 | 3.2702 | 3.2702 | 3.2702 | 3.2702 | 3.2702 | 3.2702 | 3.2702 | 3.2702 | 3.2702 | 3.2702 | 3.2702 | 3.3519 | 3.3519 | 3.3519 | 3.3519 | 3.3519 | 3.3519 | 3.3519 | 3.3519 | 3.3519 | 3.3519 | 3.3519 | 3.3519 | 3.3519 | 3.3519 | 3.3519 | 3.3519 | 3.3519 | 3.3519 | 3.3519 | 3.3519 | 3.3519 | 3.3519 | 3.3519 | 3.3519 | 3.3519 | 3.3519 | 3.3519 | 3.3519 | 3.3519 | 3.3519 | 3.3519 | 3.3519 | 3.3519 | 3.3519 | 3.3519 | 3.3519 | 3.3519 | 3.3519 | 3.3519 | 3.3519 | 3.3519 | 3.3519 | 3.3519 | 3.3519 | 3.3519 | 3.3519 | 3.3519 | 3.3519 | 3.3519 | 3.3519 | 3.3519 | 3.3519 | 3.3519 | 3.3519 | 3.3519 | 3.3519 | 3.3519 | 3.3519 | 3.3519 | 3.3519 | 3.3519 | 3.3519 | 3.3519
Energy Cost During Charge ($) | 0 | 0 | 0 | 0 | 0 | 0 | 0 | 0 | 0 | 0 | 0 | 0 | 0 | 0 | 0 | 0 | 0 | 0 | 0 | 0 | 0 | 0 | 0 | 0 | 0 | 0 | 0 | 0 | 0 | 0 | 0 | 0 | 0 | 0 | 0 | 0 | 0 | 0 | 0 | 0 | 0 | 0 | 0 | 0 | 0 | 0 | 0 | 0 | 0 | 0 | 0 | 0 | 0 | 0 | 0 | 0 | 0 | 0 | 0 | 0 | 0 | 0 | 0 | 0 | 0 | -1.8379 | -1.8379 | -1.8379 | -1.8379 | -1.8379 | -1.8379 | -1.8379 | -1.8379 | -1.8379 | -1.8379 | -1.8379 | -1.8379 | -1.8839 | -1.8839 | -1.8839 | -1.8839 | -1.8839 | -1.8839 | -1.8839 | -1.8839 | -1.8839 | -1.8839 | -1.8839 | -1.8839 | -1.931 | -1.931 | -1.931 | -1.931 | -1.931 | -1.931 | -1.931 | -1.931 | -1.931 | -1.931 | -1.931 | -1.931 | -1.9792 | -1.9792 | -1.9792 | -1.9792 | -1.9792 | -1.9792 | -1.9792 | -1.9792 | -1.9792 | -1.9792 | -1.9792 | -1.9792 | -2.0287 | -2.0287 | -2.0287 | -2.0287 | -2.0287 | -2.0287 | -2.0287 | -2.0287 | -2.0287 | -2.0287 | -2.0287 | -2.0287 | -2.0794 | -2.0794 | -2.0794 | -2.0794 | -2.0794 | -2.0794 | -2.0794 | -2.0794 | -2.0794 | -2.0794 | -2.0794 | -2.0794 | -2.1314 | -2.1314 | -2.1314 | -2.1314 | -2.1314 | -2.1314 | -2.1314 | -2.1314 | -2.1314 | -2.1314 | -2.1314 | -2.1314 | -2.1847 | -2.1847 | -2.1847 | -2.1847 | -2.1847 | -2.1847 | -2.1847 | -2.1847 | -2.1847 | -2.1847 | -2.1847 | -2.1847 | -2.2393 | -2.2393 | -2.2393 | -2.2393 | -2.2393 | -2.2393 | -2.2393 | -2.2393 | -2.2393 | -2.2393 | -2.2393 | -2.2393 | -2.2953 | -2.2953 | -2.2953 | -2.2953 | -2.2953 | -2.2953 | -2.2953 | -2.2953 | -2.2953 | -2.2953 | -2.2953 | -2.2953 | -2.3527 | -2.3527 | -2.3527 | -2.3527 | -2.3527 | -2.3527 | -2.3527 | -2.3527 | -2.3527 | -2.3527 | -2.3527 | -2.3527 | -2.4115 | -2.4115 | -2.4115 | -2.4115 | -2.4115 | -2.4115 | -2.4115 | -2.4115 | -2.4115 | -2.4115 | -2.4115 | -2.4115 | -2.4718 | -2.4718 | -2.4718 | -2.4718 | -2.4718 | -2.4718 | -2.4718 | -2.4718 | -2.4718 | -2.4718 | -2.4718 | -2.4718 | -2.4718 | -2.4718 | -2.4718 | -2.4718 | -2.4718 | -2.4718 | -2.4718 | -2.4718 | -2.4718 | -2.4718 | -2.4718 | -2.4718 | -2.4718 | -2.4718 | -2.4718 | -2.4718 | -2.4718 | -2.4718 | -2.4718 | -2.4718 | -2.4718 | -2.4718 | -2.4718 | -2.4718 | -2.4718 | -2.4718 | -2.4718 | -2.4718 | -2.4718 | -2.4718 | -2.4718 | -2.4718 | -2.4718 | -2.4718 | -2.4718 | -2.4718 | -2.4718 | -2.4718 | -2.4718 | -2.4718 | -2.4718 | -2.4718 | -2.4718 | -2.4718 | -2.4718 | -2.4718 | -2.4718 | -2.4718 | -2.4718 | -2.4718 | -2.4718
Regulation Savings During Discharge ($) | 0 | 0 | 0 | 0 | 0 | 0 | 0 | 0 | 0 | 0 | 0 | 0 | 0 | 0 | 0 | 0 | 0 | 0 | 0 | 0 | 0 | 0 | 0 | 0 | 0 | 0 | 0 | 0 | 0 | 0 | 0 | 0 | 0 | 0 | 0 | 0 | 0 | 0 | 0 | 0 | 0 | 0 | 0 | 0 | 0 | 0 | 0 | 0 | 0 | 0 | 0 | 0 | 0 | 0 | 0 | 0 | 0 | 0 | 0 | 0 | 0 | 0 | 0 | 0 | 0 | 0.011657 | 0.011657 | 0.011657 | 0.011657 | 0.011657 | 0.011657 | 0.011657 | 0.011657 | 0.011657 | 0.011657 | 0.011657 | 0.011657 | 0.011423 | 0.011423 | 0.011423 | 0.011423 | 0.011423 | 0.011423 | 0.011423 | 0.011423 | 0.011423 | 0.011423 | 0.011423 | 0.011423 | 0.011195 | 0.011195 | 0.011195 | 0.011195 | 0.011195 | 0.011195 | 0.011195 | 0.011195 | 0.011195 | 0.011195 | 0.011195 | 0.011195 | 0.010971 | 0.010971 | 0.010971 | 0.010971 | 0.010971 | 0.010971 | 0.010971 | 0.010971 | 0.010971 | 0.010971 | 0.010971 | 0.010971 | 0.010752 | 0.010752 | 0.010752 | 0.010752 | 0.010752 | 0.010752 | 0.010752 | 0.010752 | 0.010752 | 0.010752 | 0.010752 | 0.010752 | 0.010537 | 0.010537 | 0.010537 | 0.010537 | 0.010537 | 0.010537 | 0.010537 | 0.010537 | 0.010537 | 0.010537 | 0.010537 | 0.010537 | 0.010326 | 0.010326 | 0.010326 | 0.010326 | 0.010326 | 0.010326 | 0.010326 | 0.010326 | 0.010326 | 0.010326 | 0.010326 | 0.010326 | 0.010119 | 0.010119 | 0.010119 | 0.010119 | 0.010119 | 0.010119 | 0.010119 | 0.010119 | 0.010119 | 0.010119 | 0.010119 | 0.010119 | 0.0099169 | 0.0099169 | 0.0099169 | 0.0099169 | 0.0099169 | 0.0099169 | 0.0099169 | 0.0099169 | 0.0099169 | 0.0099169 | 0.0099169 | 0.0099169 | 0.0097186 | 0.0097186 | 0.0097186 | 0.0097186 | 0.0097186 | 0.0097186 | 0.0097186 | 0.0097186 | 0.0097186 | 0.0097186 | 0.0097186 | 0.0097186 | 0.0095242 | 0.0095242 | 0.0095242 | 0.0095242 | 0.0095242 | 0.0095242 | 0.0095242 | 0.0095242 | 0.0095242 | 0.0095242 | 0.0095242 | 0.0095242 | 0.0093337 | 0.0093337 | 0.0093337 | 0.0093337 | 0.0093337 | 0.0093337 | 0.0093337 | 0.0093337 | 0.0093337 | 0.0093337 | 0.0093337 | 0.0093337 | 0.0091471 | 0.0091471 | 0.0091471 | 0.0091471 | 0.0091471 | 0.0091471 | 0.0091471 | 0.0091471 | 0.0091471 | 0.0091471 | 0.0091471 | 0.0091471 | 0.0091471 | 0.0091471 | 0.0091471 | 0.0091471 | 0.0091471 | 0.0091471 | 0.0091471 | 0.0091471 | 0.0091471 | 0.0091471 | 0.0091471 | 0.0091471 | 0.0091471 | 0.0091471 | 0.0091471 | 0.0091471 | 0.0091471 | 0.0091471 | 0.0091471 | 0.0091471 | 0.0091471 | 0.0091471 | 0.0091471 | 0.0091471 | 0.0091471 | 0.0091471 | 0.0091471 | 0.0091471 | 0.0091471 | 0.0091471 | 0.0091471 | 0.0091471 | 0.0091471 | 0.0091471 | 0.0091471 | 0.0091471 | 0.0091471 | 0.0091471 | 0.0091471 | 0.0091471 | 0.0091471 | 0.0091471 | 0.0091471 | 0.0091471 | 0.0091471 | 0.0091471 | 0.0091471 | 0.0091471 | 0.0091471 | 0.0091471 | 0.0091471
Regulation Cost During Charge ($) | 0 | 0 | 0 | 0 | 0 | 0 | 0 | 0 | 0 | 0 | 0 | 0 | 0 | 0 | 0 | 0 | 0 | 0 | 0 | 0 | 0 | 0 | 0 | 0 | 0 | 0 | 0 | 0 | 0 | 0 | 0 | 0 | 0 | 0 | 0 | 0 | 0 | 0 | 0 | 0 | 0 | 0 | 0 | 0 | 0 | 0 | 0 | 0 | 0 | 0 | 0 | 0 | 0 | 0 | 0 | 0 | 0 | 0 | 0 | 0 | 0 | 0 | 0 | 0 | 0 | -0.011657 | -0.011657 | -0.011657 | -0.011657 | -0.011657 | -0.011657 | -0.011657 | -0.011657 | -0.011657 | -0.011657 | -0.011657 | -0.011657 | -0.011423 | -0.011423 | -0.011423 | -0.011423 | -0.011423 | -0.011423 | -0.011423 | -0.011423 | -0.011423 | -0.011423 | -0.011423 | -0.011423 | -0.011195 | -0.011195 | -0.011195 | -0.011195 | -0.011195 | -0.011195 | -0.011195 | -0.011195 | -0.011195 | -0.011195 | -0.011195 | -0.011195 | -0.010971 | -0.010971 | -0.010971 | -0.010971 | -0.010971 | -0.010971 | -0.010971 | -0.010971 | -0.010971 | -0.010971 | -0.010971 | -0.010971 | -0.010752 | -0.010752 | -0.010752 | -0.010752 | -0.010752 | -0.010752 | -0.010752 | -0.010752 | -0.010752 | -0.010752 | -0.010752 | -0.010752 | -0.010537 | -0.010537 | -0.010537 | -0.010537 | -0.010537 | -0.010537 | -0.010537 | -0.010537 | -0.010537 | -0.010537 | -0.010537 | -0.010537 | -0.010326 | -0.010326 | -0.010326 | -0.010326 | -0.010326 | -0.010326 | -0.010326 | -0.010326 | -0.010326 | -0.010326 | -0.010326 | -0.010326 | -0.010119 | -0.010119 | -0.010119 | -0.010119 | -0.010119 | -0.010119 | -0.010119 | -0.010119 | -0.010119 | -0.010119 | -0.010119 | -0.010119 | -0.0099169 | -0.0099169 | -0.0099169 | -0.0099169 | -0.0099169 | -0.0099169 | -0.0099169 | -0.0099169 | -0.0099169 | -0.0099169 | -0.0099169 | -0.0099169 | -0.0097186 | -0.0097186 | -0.0097186 | -0.0097186 | -0.0097186 | -0.0097186 | -0.0097186 | -0.0097186 | -0.0097186 | -0.0097186 | -0.0097186 | -0.0097186 | -0.0095242 | -0.0095242 | -0.0095242 | -0.0095242 | -0.0095242 | -0.0095242 | -0.0095242 | -0.0095242 | -0.0095242 | -0.0095242 | -0.0095242 | -0.0095242 | -0.0093337 | -0.0093337 | -0.0093337 | -0.0093337 | -0.0093337 | -0.0093337 | -0.0093337 | -0.0093337 | -0.0093337 | -0.0093337 | -0.0093337 | -0.0093337 | -0.0091471 | -0.0091471 | -0.0091471 | -0.0091471 | -0.0091471 | -0.0091471 | -0.0091471 | -0.0091471 | -0.0091471 | -0.0091471 | -0.0091471 | -0.0091471 | -0.0091471 | -0.0091471 | -0.0091471 | -0.0091471 | -0.0091471 | -0.0091471 | -0.0091471 | -0.0091471 | -0.0091471 | -0.0091471 | -0.0091471 | -0.0091471 | -0.0091471 | -0.0091471 | -0.0091471 | -0.0091471 | -0.0091471 | -0.0091471 | -0.0091471 | -0.0091471 | -0.0091471 | -0.0091471 | -0.0091471 | -0.0091471 | -0.0091471 | -0.0091471 | -0.0091471 | -0.0091471 | -0.0091471 | -0.0091471 | -0.0091471 | -0.0091471 | -0.0091471 | -0.0091471 | -0.0091471 | -0.0091471 | -0.0091471 | -0.0091471 | -0.0091471 | -0.0091471 | -0.0091471 | -0.0091471 | -0.0091471 | -0.0091471 | -0.0091471 | -0.0091471 | -0.0091471 | -0.0091471 | -0.0091471 | -0.0091471 | -0.0091471
Forward & RT Reserve Savings During Discharge ($) | 0 | 0 | 0 | 0 | 0 | 0 | 0 | 0 | 0 | 0 | 0 | 0 | 0 | 0 | 0 | 0 | 0 | 0 | 0 | 0 | 0 | 0 | 0 | 0 | 0 | 0 | 0 | 0 | 0 | 0 | 0 | 0 | 0 | 0 | 0 | 0 | 0 | 0 | 0 | 0 | 0 | 0 | 0 | 0 | 0 | 0 | 0 | 0 | 0 | 0 | 0 | 0 | 0 | 0 | 0 | 0 | 0 | 0 | 0 | 0 | 0 | 0 | 0 | 0 | 0 | 0.02209 | 0.02209 | 0.02209 | 0.02209 | 0.02209 | 0.02209 | 0.02209 | 0.02209 | 0.02209 | 0.02209 | 0.02209 | 0.02209 | 0.02209 | 0.02209 | 0.02209 | 0.02209 | 0.02209 | 0.02209 | 0.02209 | 0.02209 | 0.02209 | 0.02209 | 0.02209 | 0.02209 | 0.02209 | 0.02209 | 0.02209 | 0.02209 | 0.02209 | 0.02209 | 0.02209 | 0.02209 | 0.02209 | 0.02209 | 0.02209 | 0.02209 | 0.02209 | 0.02209 | 0.02209 | 0.02209 | 0.02209 | 0.02209 | 0.02209 | 0.02209 | 0.02209 | 0.02209 | 0.02209 | 0.02209 | 0.02209 | 0.02209 | 0.02209 | 0.02209 | 0.02209 | 0.02209 | 0.02209 | 0.02209 | 0.02209 | 0.02209 | 0.02209 | 0.02209 | 0.02209 | 0.02209 | 0.02209 | 0.02209 | 0.02209 | 0.02209 | 0.02209 | 0.02209 | 0.02209 | 0.02209 | 0.02209 | 0.02209 | 0.02209 | 0.02209 | 0.02209 | 0.02209 | 0.02209 | 0.02209 | 0.02209 | 0.02209 | 0.02209 | 0.02209 | 0.02209 | 0.02209 | 0.02209 | 0.02209 | 0.02209 | 0.02209 | 0.02209 | 0.02209 | 0.02209 | 0.02209 | 0.02209 | 0.02209 | 0.02209 | 0.02209 | 0.02209 | 0.02209 | 0.02209 | 0.02209 | 0.02209 | 0.02209 | 0.02209 | 0.02209 | 0.02209 | 0.02209 | 0.02209 | 0.02209 | 0.02209 | 0.02209 | 0.02209 | 0.02209 | 0.02209 | 0.02209 | 0.02209 | 0.02209 | 0.02209 | 0.02209 | 0.02209 | 0.02209 | 0.02209 | 0.02209 | 0.02209 | 0.02209 | 0.02209 | 0.02209 | 0.02209 | 0.02209 | 0.02209 | 0.02209 | 0.02209 | 0.02209 | 0.02209 | 0.02209 | 0.02209 | 0.02209 | 0.02209 | 0.02209 | 0.02209 | 0.02209 | 0.02209 | 0.02209 | 0.02209 | 0.02209 | 0.02209 | 0.02209 | 0.02209 | 0.02209 | 0.02209 | 0.02209 | 0.02209 | 0.02209 | 0.02209 | 0.02209 | 0.02209 | 0.02209 | 0.02209 | 0.02209 | 0.02209 | 0.02209 | 0.02209 | 0.02209 | 0.02209 | 0.02209 | 0.02209 | 0.02209 | 0.02209 | 0.02209 | 0.02209 | 0.02209 | 0.02209 | 0.02209 | 0.02209 | 0.02209 | 0.02209 | 0.02209 | 0.02209 | 0.02209 | 0.02209 | 0.02209 | 0.02209 | 0.02209 | 0.02209 | 0.02209 | 0.02209 | 0.02209 | 0.02209 | 0.02209 | 0.02209 | 0.02209 | 0.02209 | 0.02209 | 0.02209 | 0.02209 | 0.02209 | 0.02209 | 0.02209 | 0.02209 | 0.02209 | 0.02209 | 0.02209 | 0.02209 | 0.02209 | 0.02209 | 0.02209 | 0.02209 | 0.02209
Forward & RT Reserves Cost During Charge ($) | 0 | 0 | 0 | 0 | 0 | 0 | 0 | 0 | 0 | 0 | 0 | 0 | 0 | 0 | 0 | 0 | 0 | 0 | 0 | 0 | 0 | 0 | 0 | 0 | 0 | 0 | 0 | 0 | 0 | 0 | 0 | 0 | 0 | 0 | 0 | 0 | 0 | 0 | 0 | 0 | 0 | 0 | 0 | 0 | 0 | 0 | 0 | 0 | 0 | 0 | 0 | 0 | 0 | 0 | 0 | 0 | 0 | 0 | 0 | 0 | 0 | 0 | 0 | 0 | 0 | 0 | 0 | 0 | 0 | 0 | 0 | 0 | 0 | 0 | 0 | 0 | 0 | 0 | 0 | 0 | 0 | 0 | 0 | 0 | 0 | 0 | 0 | 0 | 0 | 0 | 0 | 0 | 0 | 0 | 0 | 0 | 0 | 0 | 0 | 0 | 0 | 0 | 0 | 0 | 0 | 0 | 0 | 0 | 0 | 0 | 0 | 0 | 0 | 0 | 0 | 0 | 0 | 0 | 0 | 0 | 0 | 0 | 0 | 0 | 0 | 0 | 0 | 0 | 0 | 0 | 0 | 0 | 0 | 0 | 0 | 0 | 0 | 0 | 0 | 0 | 0 | 0 | 0 | 0 | 0 | 0 | 0 | 0 | 0 | 0 | 0 | 0 | 0 | 0 | 0 | 0 | 0 | 0 | 0 | 0 | 0 | 0 | 0 | 0 | 0 | 0 | 0 | 0 | 0 | 0 | 0 | 0 | 0 | 0 | 0 | 0 | 0 | 0 | 0 | 0 | 0 | 0 | 0 | 0 | 0 | 0 | 0 | 0 | 0 | 0 | 0 | 0 | 0 | 0 | 0 | 0 | 0 | 0 | 0 | 0 | 0 | 0 | 0 | 0 | 0 | 0 | 0 | 0 | 0 | 0 | 0 | 0 | 0 | 0 | 0 | 0 | 0 | 0 | 0 | 0 | 0 | 0 | 0 | 0 | 0 | 0 | 0 | 0 | 0 | 0 | 0 | 0 | 0 | 0 | 0 | 0 | 0 | 0 | 0 | 0 | 0 | 0 | 0 | 0 | 0 | 0 | 0 | 0 | 0 | 0 | 0 | 0 | 0 | 0 | 0 | 0 | 0 | 0 | 0 | 0 | 0 | 0 | 0 | 0 | 0 | 0 | 0 | 0 | 0 | 0 | 0 | 0
GMP LNS Peak Savings ($) | 0 | 0 | 0 | 0 | 0 | 0 | 0 | 0 | 0 | 0 | 0 | 0 | 0 | 0 | 0 | 0 | 0 | 0 | 0 | 0 | 0 | 0 | 0 | 0 | 0 | 0 | 0 | 0 | 0 | 0 | 0 | 0 | 0 | 0 | 0 | 0 | 0 | 0 | 0 | 0 | 0 | 0 | 0 | 0 | 0 | 0 | 0 | 0 | 0 | 0 | 0 | 0 | 0 | 0 | 0 | 0 | 0 | 0 | 0 | 0 | 0 | 0 | 0 | 0 | 0 | 1.5032 | 1.5032 | 1.5032 | 1.5032 | 1.5032 | 1.5032 | 1.5032 | 1.5032 | 1.5032 | 1.5032 | 1.5032 | 1.5032 | 1.5783 | 1.5783 | 1.5783 | 1.5783 | 1.5783 | 1.5783 | 1.5783 | 1.5783 | 1.5783 | 1.5783 | 1.5783 | 1.5783 | 1.6572 | 1.6572 | 1.6572 | 1.6572 | 1.6572 | 1.6572 | 1.6572 | 1.6572 | 1.6572 | 1.6572 | 1.6572 | 1.6572 | 1.7401 | 1.7401 | 1.7401 | 1.7401 | 1.7401 | 1.7401 | 1.7401 | 1.7401 | 1.7401 | 1.7401 | 1.7401 | 1.7401 | 1.8271 | 1.8271 | 1.8271 | 1.8271 | 1.8271 | 1.8271 | 1.8271 | 1.8271 | 1.8271 | 1.8271 | 1.8271 | 1.8271 | 1.9184 | 1.9184 | 1.9184 | 1.9184 | 1.9184 | 1.9184 | 1.9184 | 1.9184 | 1.9184 | 1.9184 | 1.9184 | 1.9184 | 2.0144 | 2.0144 | 2.0144 | 2.0144 | 2.0144 | 2.0144 | 2.0144 | 2.0144 | 2.0144 | 2.0144 | 2.0144 | 2.0144 | 2.1151 | 2.1151 | 2.1151 | 2.1151 | 2.1151 | 2.1151 | 2.1151 | 2.1151 | 2.1151 | 2.1151 | 2.1151 | 2.1151 | 2.2208 | 2.2208 | 2.2208 | 2.2208 | 2.2208 | 2.2208 | 2.2208 | 2.2208 | 2.2208 | 2.2208 | 2.2208 | 2.2208 | 2.3319 | 2.3319 | 2.3319 | 2.3319 | 2.3319 | 2.3319 | 2.3319 | 2.3319 | 2.3319 | 2.3319 | 2.3319 | 2.3319 | 2.4485 | 2.4485 | 2.4485 | 2.4485 | 2.4485 | 2.4485 | 2.4485 | 2.4485 | 2.4485 | 2.4485 | 2.4485 | 2.4485 | 2.5709 | 2.5709 | 2.5709 | 2.5709 | 2.5709 | 2.5709 | 2.5709 | 2.5709 | 2.5709 | 2.5709 | 2.5709 | 2.5709 | 2.6995 | 2.6995 | 2.6995 | 2.6995 | 2.6995 | 2.6995 | 2.6995 | 2.6995 | 2.6995 | 2.6995 | 2.6995 | 2.6995 | 2.6995 | 2.6995 | 2.6995 | 2.6995 | 2.6995 | 2.6995 | 2.6995 | 2.6995 | 2.6995 | 2.6995 | 2.6995 | 2.6995 | 2.6995 | 2.6995 | 2.6995 | 2.6995 | 2.6995 | 2.6995 | 2.6995 | 2.6995 | 2.6995 | 2.6995 | 2.6995 | 2.6995 | 2.6995 | 2.6995 | 2.6995 | 2.6995 | 2.6995 | 2.6995 | 2.6995 | 2.6995 | 2.6995 | 2.6995 | 2.6995 | 2.6995 | 2.6995 | 2.6995 | 2.6995 | 2.6995 | 2.6995 | 2.6995 | 2.6995 | 2.6995 | 2.6995 | 2.6995 | 2.6995 | 2.6995 | 2.6995 | 2.6995 | 2.6995
Gross Savings ($) | 0 | 0 | 0 | 0 | 0 | 0 | 0 | 0 | 0 | 0 | 0 | 0 | 0 | 0 | 0 | 0 | 0 | 0 | 0 | 0 | 0 | 0 | 0 | 0 | 0 | 0 | 0 | 0 | 0 | 0 | 0 | 0 | 0 | 0 | 0 | 0 | 0 | 0 | 0 | 0 | 0 | 0 | 0 | 0 | 0 | 0 | 0 | 0 | 0 | 0 | 0 | 0 | 0 | 0 | 0 | 0 | 0 | 0 | 0 | 0 | 0 | 0 | 0 | 0 | 0 | 15.8296 | 15.8296 | 15.8296 | 15.8296 | 15.8296 | 15.8296 | 15.8296 | 15.8296 | 15.8296 | 15.8296 | 15.8296 | 15.8296 | 16.5351 | 16.5351 | 16.5351 | 16.5351 | 16.5351 | 16.5351 | 16.5351 | 16.5351 | 16.5351 | 16.5351 | 16.5351 | 16.5351 | 17.4013 | 17.4013 | 17.4013 | 17.4013 | 17.4013 | 17.4013 | 17.4013 | 17.4013 | 17.4013 | 17.4013 | 17.4013 | 17.4013 | 18.2724 | 18.2724 | 18.2724 | 18.2724 | 18.2724 | 18.2724 | 18.2724 | 18.2724 | 18.2724 | 18.2724 | 18.2724 | 18.2724 | 19.1487 | 19.1487 | 19.1487 | 19.1487 | 19.1487 | 19.1487 | 19.1487 | 19.1487 | 19.1487 | 19.1487 | 19.1487 | 19.1487 | 19.9507 | 19.9507 | 19.9507 | 19.9507 | 19.9507 | 19.9507 | 19.9507 | 19.9507 | 19.9507 | 19.9507 | 19.9507 | 19.9507 | 20.7908 | 20.7908 | 20.7908 | 20.7908 | 20.7908 | 20.7908 | 20.7908 | 20.7908 | 20.7908 | 20.7908 | 20.7908 | 20.7908 | 21.6709 | 21.6709 | 21.6709 | 21.6709 | 21.6709 | 21.6709 | 21.6709 | 21.6709 | 21.6709 | 21.6709 | 21.6709 | 21.6709 | 22.593 | 22.593 | 22.593 | 22.593 | 22.593 | 22.593 | 22.593 | 22.593 | 22.593 | 22.593 | 22.593 | 22.593 | 23.5591 | 23.5591 | 23.5591 | 23.5591 | 23.5591 | 23.5591 | 23.5591 | 23.5591 | 23.5591 | 23.5591 | 23.5591 | 23.5591 | 24.5714 | 24.5714 | 24.5714 | 24.5714 | 24.5714 | 24.5714 | 24.5714 | 24.5714 | 24.5714 | 24.5714 | 24.5714 | 24.5714 | 25.6322 | 25.6322 | 25.6322 | 25.6322 | 25.6322 | 25.6322 | 25.6322 | 25.6322 | 25.6322 | 25.6322 | 25.6322 | 25.6322 | 26.7438 | 26.7438 | 26.7438 | 26.7438 | 26.7438 | 26.7438 | 26.7438 | 26.7438 | 26.7438 | 26.7438 | 26.7438 | 26.7438 | 26.7438 | 26.7438 | 26.7438 | 26.7438 | 26.7438 | 26.7438 | 26.7438 | 26.7438 | 26.7438 | 26.7438 | 26.7438 | 26.7438 | 26.7438 | 26.7438 | 26.7438 | 26.7438 | 26.7438 | 26.7438 | 26.7438 | 26.7438 | 26.7438 | 26.7438 | 26.7438 | 26.7438 | 26.7438 | 26.7438 | 26.7438 | 26.7438 | 26.7438 | 26.7438 | 26.7438 | 26.7438 | 26.7438 | 26.7438 | 26.7438 | 26.7438 | 26.7438 | 26.7438 | 26.7438 | 26.7438 | 26.7438 | 26.7438 | 26.7438 | 26.7438 | 26.7438 | 26.7438 | 26.7438 | 26.7438 | 26.7438 | 26.7438 | 26.7438
Per Device Fee |  |  |  | 2 | 2 | 2 | 2 | 2 | 2 | 2 | 2 | 2 | 2 | 2 | 2 | 2 | 2 | 2 | 2 | 2 | 2 | 2 | 2 | 2 | 2 | 2 | 2 | 2 | 2 | 2 | 2 | 2 | 2 | 2 | 2 | 2 | 2 | 2 | 2 | 2 | 2 | 2 | 2 | 2 | 2 | 2 | 2 | 2 | 2 | 2 | 2 | 2 | 2 | 2 | 2 | 2 | 2 | 2 | 2 | 2 | 2 | 2 | 2 | 2 | 2 | 2 | 2 | 2 | 2 | 2 | 2 | 2 | 2 | 2 | 2 | 2 | 2 | 2 | 2 | 2 | 2 | 2 | 2 | 2 | 2 | 2 | 2 | 2 | 2 | 2 | 2 | 2 | 2 | 2 | 2 | 2 | 2 | 2 | 2 | 2 | 2 | 2 | 2 | 2 | 2 | 2 | 2 | 2 | 2 | 2 | 2 | 2 | 2 | 2 | 2 | 2 | 2 | 2 | 2 | 2 | 2 | 2 | 2 | 2 | 2 | 2 | 2 | 2 | 2 | 2 | 2 | 2 | 2 | 2 | 2 | 2 | 2 | 2 | 2 | 2 | 2 | 2 | 2 | 2 | 2 | 2 | 2 | 2 | 2 | 2 | 2 | 2 | 2 | 2 | 2 | 2 | 2 | 2 | 2 | 2 | 2 | 2 | 2 | 2 | 2 | 2 | 2 | 2 | 2 | 2 | 2 | 2 | 2 | 2 | 2 | 2 | 2 | 2 | 2 | 2 | 2 | 2 | 2 | 2 | 2 | 2 | 2 | 2 | 2 | 2 | 2 | 2 | 2 | 2 | 2 | 2 | 2 | 2 | 2 | 2 | 2 | 2 | 2 | 2 | 2 | 2 | 2 | 2 | 2 | 2 | 2 | 2 | 2 | 2 | 2 | 2 | 2 | 2 | 2 | 2 | 2 | 2 | 2 | 2 | 2 | 2 | 2 | 2 | 2 | 2 | 2 | 2 | 2 | 2 | 2 | 2 | 2 | 2 | 2 | 2 | 2 | 2 | 2 | 2 | 2 | 2 | 2 | 2 | 2 | 2 | 2 | 2 | 2 | 2 | 2 | 2 | 2 | 2 | 2 | 2 | 2 | 2 | 2 | 2 | 2 | 2 | 2 | 2 | 2 | 2 | 2 | 2
DERMs Charges | 0 | 0 | 0 | 0 | 0 | 0 | 0 | 0 | 0 | 0 | 0 | 0 | 0 | 0 | 0 | 0 | 0 | 0 | 0 | 0 | 0 | 0 | 0 | 0 | 0 | 0 | 0 | 0 | 0 | 0 | 0 | 0 | 0 | 0 | 0 | 0 | 0 | 0 | 0 | 0 | 0 | 0 | 0 | 0 | 0 | 0 | 0 | 0 | 0 | 0 | 0 | 0 | 0 | 0 | 0 | 0 | 0 | 0 | 0 | 0 | 0 | 0 | 0 | 0 | 0 | -2 | -2 | -2 | -2 | -2 | -2 | -2 | -2 | -2 | -2 | -2 | -2 | -2 | -2 | -2 | -2 | -2 | -2 | -2 | -2 | -2 | -2 | -2 | -2 | -2 | -2 | -2 | -2 | -2 | -2 | -2 | -2 | -2 | -2 | -2 | -2 | -2 | -2 | -2 | -2 | -2 | -2 | -2 | -2 | -2 | -2 | -2 | -2 | -2 | -2 | -2 | -2 | -2 | -2 | -2 | -2 | -2 | -2 | -2 | -2 | -2 | -2 | -2 | -2 | -2 | -2 | -2 | -2 | -2 | -2 | -2 | -2 | -2 | -2 | -2 | -2 | -2 | -2 | -2 | -2 | -2 | -2 | -2 | -2 | -2 | -2 | -2 | -2 | -2 | -2 | -2 | -2 | -2 | -2 | -2 | -2 | -2 | -2 | -2 | -2 | -2 | -2 | -2 | -2 | -2 | -2 | -2 | -2 | -2 | -2 | -2 | -2 | -2 | -2 | -2 | -2 | -2 | -2 | -2 | -2 | -2 | -2 | -2 | -2 | -2 | -2 | -2 | -2 | -2 | -2 | -2 | -2 | -2 | -2 | -2 | -2 | -2 | -2 | -2 | -2 | -2 | -2 | -2 | -2 | -2 | -2 | -2 | -2 | -2 | -2 | -2 | -2 | -2 | -2 | -2 | -2 | -2 | -2 | -2 | -2 | -2 | -2 | -2 | -2 | -2 | -2 | -2 | -2 | -2 | -2 | -2 | -2 | -2 | -2 | -2 | -2 | -2 | -2 | -2 | -2 | -2 | -2 | -2 | -2 | -2 | -2 | -2 | -2 | -2 | -2 | -2 | -2 | -2 | -2 | -2 | -2 | -2 | -2 | -2 | -2 | -2 | -2 | -2 | -2 | -2 | -2 | -2
Manufacturer API Charges | 0 | 0 | 0 | 0 | 0 | 0 | 0 | 0 | 0 | 0 | 0 | 0 | 0 | 0 | 0 | 0 | 0 | 0 | 0 | 0 | 0 | 0 | 0 | 0 | 0 | 0 | 0 | 0 | 0 | 0 | 0 | 0 | 0 | 0 | 0 | 0 | 0 | 0 | 0 | 0 | 0 | 0 | 0 | 0 | 0 | 0 | 0 | 0 | 0 | 0 | 0 | 0 | 0 | 0 | 0 | 0 | 0 | 0 | 0 | 0 | 0 | 0 | 0 | 0 | 0 | 0 | 0 | 0 | 0 | 0 | 0 | 0 | 0 | 0 | 0 | 0 | 0 | 0 | 0 | 0 | 0 | 0 | 0 | 0 | 0 | 0 | 0 | 0 | 0 | 0 | 0 | 0 | 0 | 0 | 0 | 0 | 0 | 0 | 0 | 0 | 0 | 0 | 0 | 0 | 0 | 0 | 0 | 0 | 0 | 0 | 0 | 0 | 0 | 0 | 0 | 0 | 0 | 0 | 0 | 0 | 0 | 0 | 0 | 0 | 0 | 0 | 0 | 0 | 0 | 0 | 0 | 0 | 0 | 0 | 0 | 0 | 0 | 0 | 0 | 0 | 0 | 0 | 0 | 0 | 0 | 0 | 0 | 0 | 0 | 0 | 0 | 0 | 0 | 0 | 0 | 0 | 0 | 0 | 0 | 0 | 0 | 0 | 0 | 0 | 0 | 0 | 0 | 0 | 0 | 0 | 0 | 0 | 0 | 0 | 0 | 0 | 0 | 0 | 0 | 0 | 0 | 0 | 0 | 0 | 0 | 0 | 0 | 0 | 0 | 0 | 0 | 0 | 0 | 0 | 0 | 0 | 0 | 0 | 0 | 0 | 0 | 0 | 0 | 0 | 0 | 0 | 0 | 0 | 0 | 0 | 0 | 0 | 0 | 0 | 0 | 0 | 0 | 0 | 0 | 0 | 0 | 0 | 0 | 0 | 0 | 0 | 0 | 0 | 0 | 0 | 0 | 0 | 0 | 0 | 0 | 0 | 0 | 0 | 0 | 0 | 0 | 0 | 0 | 0 | 0 | 0 | 0 | 0 | 0 | 0 | 0 | 0 | 0 | 0 | 0 | 0 | 0 | 0 | 0 | 0 | 0 | 0 | 0 | 0 | 0 | 0 | 0 | 0 | 0 | 0 | 0 | 0
VEC Net Savings (Cost) - Before Member Incentives | 0 | 0 | 0 | 0 | 0 | 0 | 0 | 0 | 0 | 0 | 0 | 0 | 0 | 0 | 0 | 0 | 0 | 0 | 0 | 0 | 0 | 0 | 0 | 0 | 0 | 0 | 0 | 0 | 0 | 0 | 0 | 0 | 0 | 0 | 0 | 0 | 0 | 0 | 0 | 0 | 0 | 0 | 0 | 0 | 0 | 0 | 0 | 0 | 0 | 0 | 0 | 0 | 0 | 0 | 0 | 0 | 0 | 0 | 0 | 0 | 0 | 0 | 0 | 0 | 0 | 13.8296 | 13.8296 | 13.8296 | 13.8296 | 13.8296 | 13.8296 | 13.8296 | 13.8296 | 13.8296 | 13.8296 | 13.8296 | 13.8296 | 14.5351 | 14.5351 | 14.5351 | 14.5351 | 14.5351 | 14.5351 | 14.5351 | 14.5351 | 14.5351 | 14.5351 | 14.5351 | 14.5351 | 15.4013 | 15.4013 | 15.4013 | 15.4013 | 15.4013 | 15.4013 | 15.4013 | 15.4013 | 15.4013 | 15.4013 | 15.4013 | 15.4013 | 16.2724 | 16.2724 | 16.2724 | 16.2724 | 16.2724 | 16.2724 | 16.2724 | 16.2724 | 16.2724 | 16.2724 | 16.2724 | 16.2724 | 17.1487 | 17.1487 | 17.1487 | 17.1487 | 17.1487 | 17.1487 | 17.1487 | 17.1487 | 17.1487 | 17.1487 | 17.1487 | 17.1487 | 17.9507 | 17.9507 | 17.9507 | 17.9507 | 17.9507 | 17.9507 | 17.9507 | 17.9507 | 17.9507 | 17.9507 | 17.9507 | 17.9507 | 18.7908 | 18.7908 | 18.7908 | 18.7908 | 18.7908 | 18.7908 | 18.7908 | 18.7908 | 18.7908 | 18.7908 | 18.7908 | 18.7908 | 19.6709 | 19.6709 | 19.6709 | 19.6709 | 19.6709 | 19.6709 | 19.6709 | 19.6709 | 19.6709 | 19.6709 | 19.6709 | 19.6709 | 20.593 | 20.593 | 20.593 | 20.593 | 20.593 | 20.593 | 20.593 | 20.593 | 20.593 | 20.593 | 20.593 | 20.593 | 21.5591 | 21.5591 | 21.5591 | 21.5591 | 21.5591 | 21.5591 | 21.5591 | 21.5591 | 21.5591 | 21.5591 | 21.5591 | 21.5591 | 22.5714 | 22.5714 | 22.5714 | 22.5714 | 22.5714 | 22.5714 | 22.5714 | 22.5714 | 22.5714 | 22.5714 | 22.5714 | 22.5714 | 23.6322 | 23.6322 | 23.6322 | 23.6322 | 23.6322 | 23.6322 | 23.6322 | 23.6322 | 23.6322 | 23.6322 | 23.6322 | 23.6322 | 24.7438 | 24.7438 | 24.7438 | 24.7438 | 24.7438 | 24.7438 | 24.7438 | 24.7438 | 24.7438 | 24.7438 | 24.7438 | 24.7438 | 24.7438 | 24.7438 | 24.7438 | 24.7438 | 24.7438 | 24.7438 | 24.7438 | 24.7438 | 24.7438 | 24.7438 | 24.7438 | 24.7438 | 24.7438 | 24.7438 | 24.7438 | 24.7438 | 24.7438 | 24.7438 | 24.7438 | 24.7438 | 24.7438 | 24.7438 | 24.7438 | 24.7438 | 24.7438 | 24.7438 | 24.7438 | 24.7438 | 24.7438 | 24.7438 | 24.7438 | 24.7438 | 24.7438 | 24.7438 | 24.7438 | 24.7438 | 24.7438 | 24.7438 | 24.7438 | 24.7438 | 24.7438 | 24.7438 | 24.7438 | 24.7438 | 24.7438 | 24.7438 | 24.7438 | 24.7438 | 24.7438 | 24.7438 | 24.7438
Savings Before Member Incentive
[5 empty] | Contract Year | VEC Annual Net Savings (Cost) - Nominal $ | VEC Cumulative Net Savings (Cost) - Nominal $ | VEC Annual Net Savings (Cost) - NPV $ | VEC Cumulative Net Savings (Cost) - NPV $
[5 empty] | 0 | 0 | 0 | 0 | 0 | 0
[5 empty] | 0 | 0 | 0 | 0 | 0 | 0
[5 empty] | 0 | 0 | 0 | 0 | 0
[5 empty] | 0 | 0 | 0 | 0 | 0
[5 empty] | 1 | 165.9549 | 165.9549 | 165.9549 | 165.9549
[5 empty] | 2 | 174.4211 | 340.376 | 167.761 | 333.7159
[5 empty] | 3 | 184.8157 | 525.1916 | 170.9711 | 504.687
[5 empty] | 4 | 195.2693 | 720.4609 | 173.744 | 678.4309
[5 empty] | 5 | 205.7844 | 926.2453 | 176.1085 | 854.5394
[5 empty] | 6 | 215.4081 | 1141.6534 | 177.3054 | 1031.8448
[5 empty] | 7 | 225.4893 | 1367.1428 | 178.5163 | 1210.361
[5 empty] | 8 | 236.0506 | 1603.1933 | 179.7417 | 1390.1027
[5 empty] | 9 | 247.1154 | 1850.3087 | 180.982 | 1571.0847
[5 empty] | 10 | 258.7087 | 2109.0174 | 182.2379 | 1753.3226
[5 empty] | 11 |  |  |  | 1753.3226
[5 empty] | 12 |  |  |  | 1753.3226
[5 empty] | 13 |  |  |  | 1753.3226
[5 empty] | 14 |  |  |  | 1753.3226
[5 empty] | 15 |  |  |  | 1753.3226
Note on B34: Williams, Tucker: If charge in off-peak hours, costs will be negligible. There may be some RT Reserve Costs, but not much at all.
Note on C34: Williams, Tucker: If charge in off-peak hours, costs will be negligible. There may be some RT Reserve Costs, but not much at all.
Note on D34: Williams, Tucker: If charge in off-peak hours, costs will be negligible. There may be some RT Reserve Costs, but not much at all.
Note on E34: Williams, Tucker: If charge in off-peak hours, costs will be negligible. There may be some RT Reserve Costs, but not much at all.
Note on F34: Williams, Tucker: If charge in off-peak hours, costs will be negligible. There may be some RT Reserve Costs, but not much at all.
Note on G34: Williams, Tucker: If charge in off-peak hours, costs will be negligible. There may be some RT Reserve Costs, but not much at all.
Note on H34: Williams, Tucker: If charge in off-peak hours, costs will be negligible. There may be some RT Reserve Costs, but not much at all.
Note on I34: Williams, Tucker: If charge in off-peak hours, costs will be negligible. There may be some RT Reserve Costs, but not much at all.
Note on J34: Williams, Tucker: If charge in off-peak hours, costs will be negligible. There may be some RT Reserve Costs, but not much at all.
Note on K34: Williams, Tucker: If charge in off-peak hours, costs will be negligible. There may be some RT Reserve Costs, but not much at all.
Note on L34: Williams, Tucker: If charge in off-peak hours, costs will be negligible. There may be some RT Reserve Costs, but not much at all.
Note on M34: Williams, Tucker: If charge in off-peak hours, costs will be negligible. There may be some RT Reserve Costs, but not much at all.
Note on N34: Williams, Tucker: If charge in off-peak hours, costs will be negligible. There may be some RT Reserve Costs, but not much at all.
Note on O34: Williams, Tucker: If charge in off-peak hours, costs will be negligible. There may be some RT Reserve Costs, but not much at all.
Note on P34: Williams, Tucker: If charge in off-peak hours, costs will be negligible. There may be some RT Reserve Costs, but not much at all.
Note on Q34: Williams, Tucker: If charge in off-peak hours, costs will be negligible. There may be some RT Reserve Costs, but not much at all.
Note on R34: Williams, Tucker: If charge in off-peak hours, costs will be negligible. There may be some RT Reserve Costs, but not much at all.
Note on S34: Williams, Tucker: If charge in off-peak hours, costs will be negligible. There may be some RT Reserve Costs, but not much at all.
Note on T34: Williams, Tucker: If charge in off-peak hours, costs will be negligible. There may be some RT Reserve Costs, but not much at all.
Note on U34: Williams, Tucker: If charge in off-peak hours, costs will be negligible. There may be some RT Reserve Costs, but not much at all.
Note on V34: Williams, Tucker: If charge in off-peak hours, costs will be negligible. There may be some RT Reserve Costs, but not much at all.
Note on W34: Williams, Tucker: If charge in off-peak hours, costs will be negligible. There may be some RT Reserve Costs, but not much at all.
Note on X34: Williams, Tucker: If charge in off-peak hours, costs will be negligible. There may be some RT Reserve Costs, but not much at all.
Note on Y34: Williams, Tucker: If charge in off-peak hours, costs will be negligible. There may be some RT Reserve Costs, but not much at all.
Note on Z34: Williams, Tucker: If charge in off-peak hours, costs will be negligible. There may be some RT Reserve Costs, but not much at all.
Note on AA34: Williams, Tucker: If charge in off-peak hours, costs will be negligible. There may be some RT Reserve Costs, but not much at all.
Note on AB34: Williams, Tucker: If charge in off-peak hours, costs will be negligible. There may be some RT Reserve Costs, but not much at all.
Note on AC34: Williams, Tucker: If charge in off-peak hours, costs will be negligible. There may be some RT Reserve Costs, but not much at all.
Note on AD34: Williams, Tucker: If charge in off-peak hours, costs will be negligible. There may be some RT Reserve Costs, but not much at all.
Note on AE34: Williams, Tucker: If charge in off-peak hours, costs will be negligible. There may be some RT Reserve Costs, but not much at all.
Note on AF34: Williams, Tucker: If charge in off-peak hours, costs will be negligible. There may be some RT Reserve Costs, but not much at all.
Note on AG34: Williams, Tucker: If charge in off-peak hours, costs will be negligible. There may be some RT Reserve Costs, but not much at all.
Note on AH34: Williams, Tucker: If charge in off-peak hours, costs will be negligible. There may be some RT Reserve Costs, but not much at all.
Note on AI34: Williams, Tucker: If charge in off-peak hours, costs will be negligible. There may be some RT Reserve Costs, but not much at all.
Note on AJ34: Williams, Tucker: If charge in off-peak hours, costs will be negligible. There may be some RT Reserve Costs, but not much at all.
Note on AK34: Williams, Tucker: If charge in off-peak hours, costs will be negligible. There may be some RT Reserve Costs, but not much at all.
Note on AL34: Williams, Tucker: If charge in off-peak hours, costs will be negligible. There may be some RT Reserve Costs, but not much at all.
Note on AM34: Williams, Tucker: If charge in off-peak hours, costs will be negligible. There may be some RT Reserve Costs, but not much at all.
Note on AN34: Williams, Tucker: If charge in off-peak hours, costs will be negligible. There may be some RT Reserve Costs, but not much at all.
Note on AO34: Williams, Tucker: If charge in off-peak hours, costs will be negligible. There may be some RT Reserve Costs, but not much at all.
Note on AP34: Williams, Tucker: If charge in off-peak hours, costs will be negligible. There may be some RT Reserve Costs, but not much at all.
Note on AQ34: Williams, Tucker: If charge in off-peak hours, costs will be negligible. There may be some RT Reserve Costs, but not much at all.
Note on AR34: Williams, Tucker: If charge in off-peak hours, costs will be negligible. There may be some RT Reserve Costs, but not much at all.
Note on AS34: Williams, Tucker: If charge in off-peak hours, costs will be negligible. There may be some RT Reserve Costs, but not much at all.
Note on AT34: Williams, Tucker: If charge in off-peak hours, costs will be negligible. There may be some RT Reserve Costs, but not much at all.
Note on AU34: Williams, Tucker: If charge in off-peak hours, costs will be negligible. There may be some RT Reserve Costs, but not much at all.
Note on AV34: Williams, Tucker: If charge in off-peak hours, costs will be negligible. There may be some RT Reserve Costs, but not much at all.
Note on AW34: Williams, Tucker: If charge in off-peak hours, costs will be negligible. There may be some RT Reserve Costs, but not much at all.
Note on AX34: Williams, Tucker: If charge in off-peak hours, costs will be negligible. There may be some RT Reserve Costs, but not much at all.
Note on AY34: Williams, Tucker: If charge in off-peak hours, costs will be negligible. There may be some RT Reserve Costs, but not much at all.
Note on AZ34: Williams, Tucker: If charge in off-peak hours, costs will be negligible. There may be some RT Reserve Costs, but not much at all.
Note on BA34: Williams, Tucker: If charge in off-peak hours, costs will be negligible. There may be some RT Reserve Costs, but not much at all.
Note on BB34: Williams, Tucker: If charge in off-peak hours, costs will be negligible. There may be some RT Reserve Costs, but not much at all.
Note on BC34: Williams, Tucker: If charge in off-peak hours, costs will be negligible. There may be some RT Reserve Costs, but not much at all.
Note on BD34: Williams, Tucker: If charge in off-peak hours, costs will be negligible. There may be some RT Reserve Costs, but not much at all.
Note on BE34: Williams, Tucker: If charge in off-peak hours, costs will be negligible. There may be some RT Reserve Costs, but not much at all.
Note on BF34: Williams, Tucker: If charge in off-peak hours, costs will be negligible. There may be some RT Reserve Costs, but not much at all.
Note on BG34: Williams, Tucker: If charge in off-peak hours, costs will be negligible. There may be some RT Reserve Costs, but not much at all.
Note on BH34: Williams, Tucker: If charge in off-peak hours, costs will be negligible. There may be some RT Reserve Costs, but not much at all.
Note on BI34: Williams, Tucker: If charge in off-peak hours, costs will be negligible. There may be some RT Reserve Costs, but not much at all.
Note on BJ34: Williams, Tucker: If charge in off-peak hours, costs will be negligible. There may be some RT Reserve Costs, but not much at all.
Note on BK34: Williams, Tucker: If charge in off-peak hours, costs will be negligible. There may be some RT Reserve Costs, but not much at all.
Note on BL34: Williams, Tucker: If charge in off-peak hours, costs will be negligible. There may be some RT Reserve Costs, but not much at all.
Note on BM34: Williams, Tucker: If charge in off-peak hours, costs will be negligible. There may be some RT Reserve Costs, but not much at all.
Note on BN34: Williams, Tucker: If charge in off-peak hours, costs will be negligible. There may be some RT Reserve Costs, but not much at all.
Note on BO34: Williams, Tucker: If charge in off-peak hours, costs will be negligible. There may be some RT Reserve Costs, but not much at all.
Note on BP34: Williams, Tucker: If charge in off-peak hours, costs will be negligible. There may be some RT Reserve Costs, but not much at all.
Note on BQ34: Williams, Tucker: If charge in off-peak hours, costs will be negligible. There may be some RT Reserve Costs, but not much at all.
Note on BR34: Williams, Tucker: If charge in off-peak hours, costs will be negligible. There may be some RT Reserve Costs, but not much at all.
Note on BS34: Williams, Tucker: If charge in off-peak hours, costs will be negligible. There may be some RT Reserve Costs, but not much at all.
Note on BT34: Williams, Tucker: If charge in off-peak hours, costs will be negligible. There may be some RT Reserve Costs, but not much at all.
Note on BU34: Williams, Tucker: If charge in off-peak hours, costs will be negligible. There may be some RT Reserve Costs, but not much at all.
Note on BV34: Williams, Tucker: If charge in off-peak hours, costs will be negligible. There may be some RT Reserve Costs, but not much at all.
Note on BW34: Williams, Tucker: If charge in off-peak hours, costs will be negligible. There may be some RT Reserve Costs, but not much at all.
Note on BX34: Williams, Tucker: If charge in off-peak hours, costs will be negligible. There may be some RT Reserve Costs, but not much at all.
Note on BY34: Williams, Tucker: If charge in off-peak hours, costs will be negligible. There may be some RT Reserve Costs, but not much at all.
Note on BZ34: Williams, Tucker: If charge in off-peak hours, costs will be negligible. There may be some RT Reserve Costs, but not much at all.
Note on CA34: Williams, Tucker: If charge in off-peak hours, costs will be negligible. There may be some RT Reserve Costs, but not much at all.
Note on CB34: Williams, Tucker: If charge in off-peak hours, costs will be negligible. There may be some RT Reserve Costs, but not much at all.
Note on CC34: Williams, Tucker: If charge in off-peak hours, costs will be negligible. There may be some RT Reserve Costs, but not much at all.
Note on CD34: Williams, Tucker: If charge in off-peak hours, costs will be negligible. There may be some RT Reserve Costs, but not much at all.
Note on CE34: Williams, Tucker: If charge in off-peak hours, costs will be negligible. There may be some RT Reserve Costs, but not much at all.
Note on CF34: Williams, Tucker: If charge in off-peak hours, costs will be negligible. There may be some RT Reserve Costs, but not much at all.
Note on CG34: Williams, Tucker: If charge in off-peak hours, costs will be negligible. There may be some RT Reserve Costs, but not much at all.
Note on CH34: Williams, Tucker: If charge in off-peak hours, costs will be negligible. There may be some RT Reserve Costs, but not much at all.
Note on CI34: Williams, Tucker: If charge in off-peak hours, costs will be negligible. There may be some RT Reserve Costs, but not much at all.
Note on CJ34: Williams, Tucker: If charge in off-peak hours, costs will be negligible. There may be some RT Reserve Costs, but not much at all.
Note on CK34: Williams, Tucker: If charge in off-peak hours, costs will be negligible. There may be some RT Reserve Costs, but not much at all.
Note on CL34: Williams, Tucker: If charge in off-peak hours, costs will be negligible. There may be some RT Reserve Costs, but not much at all.
Note on CM34: Williams, Tucker: If charge in off-peak hours, costs will be negligible. There may be some RT Reserve Costs, but not much at all.
Note on CN34: Williams, Tucker: If charge in off-peak hours, costs will be negligible. There may be some RT Reserve Costs, but not much at all.
Note on CO34: Williams, Tucker: If charge in off-peak hours, costs will be negligible. There may be some RT Reserve Costs, but not much at all.
Note on CP34: Williams, Tucker: If charge in off-peak hours, costs will be negligible. There may be some RT Reserve Costs, but not much at all.
Note on CQ34: Williams, Tucker: If charge in off-peak hours, costs will be negligible. There may be some RT Reserve Costs, but not much at all.
Note on CR34: Williams, Tucker: If charge in off-peak hours, costs will be negligible. There may be some RT Reserve Costs, but not much at all.
Note on CS34: Williams, Tucker: If charge in off-peak hours, costs will be negligible. There may be some RT Reserve Costs, but not much at all.
Note on CT34: Williams, Tucker: If charge in off-peak hours, costs will be negligible. There may be some RT Reserve Costs, but not much at all.
Note on CU34: Williams, Tucker: If charge in off-peak hours, costs will be negligible. There may be some RT Reserve Costs, but not much at all.
Note on CV34: Williams, Tucker: If charge in off-peak hours, costs will be negligible. There may be some RT Reserve Costs, but not much at all.
Note on CW34: Williams, Tucker: If charge in off-peak hours, costs will be negligible. There may be some RT Reserve Costs, but not much at all.
Note on CX34: Williams, Tucker: If charge in off-peak hours, costs will be negligible. There may be some RT Reserve Costs, but not much at all.
Note on CY34: Williams, Tucker: If charge in off-peak hours, costs will be negligible. There may be some RT Reserve Costs, but not much at all.
Note on CZ34: Williams, Tucker: If charge in off-peak hours, costs will be negligible. There may be some RT Reserve Costs, but not much at all.
Note on DA34: Williams, Tucker: If charge in off-peak hours, costs will be negligible. There may be some RT Reserve Costs, but not much at all.
Note on DB34: Williams, Tucker: If charge in off-peak hours, costs will be negligible. There may be some RT Reserve Costs, but not much at all.
Note on DC34: Williams, Tucker: If charge in off-peak hours, costs will be negligible. There may be some RT Reserve Costs, but not much at all.
Note on DD34: Williams, Tucker: If charge in off-peak hours, costs will be negligible. There may be some RT Reserve Costs, but not much at all.
Note on DE34: Williams, Tucker: If charge in off-peak hours, costs will be negligible. There may be some RT Reserve Costs, but not much at all.
Note on DF34: Williams, Tucker: If charge in off-peak hours, costs will be negligible. There may be some RT Reserve Costs, but not much at all.
Note on DG34: Williams, Tucker: If charge in off-peak hours, costs will be negligible. There may be some RT Reserve Costs, but not much at all.
Note on DH34: Williams, Tucker: If charge in off-peak hours, costs will be negligible. There may be some RT Reserve Costs, but not much at all.
Note on DI34: Williams, Tucker: If charge in off-peak hours, costs will be negligible. There may be some RT Reserve Costs, but not much at all.
Note on DJ34: Williams, Tucker: If charge in off-peak hours, costs will be negligible. There may be some RT Reserve Costs, but not much at all.
Note on DK34: Williams, Tucker: If charge in off-peak hours, costs will be negligible. There may be some RT Reserve Costs, but not much at all.
Note on DL34: Williams, Tucker: If charge in off-peak hours, costs will be negligible. There may be some RT Reserve Costs, but not much at all.
Note on DM34: Williams, Tucker: If charge in off-peak hours, costs will be negligible. There may be some RT Reserve Costs, but not much at all.
Note on DN34: Williams, Tucker: If charge in off-peak hours, costs will be negligible. There may be some RT Reserve Costs, but not much at all.
Note on DO34: Williams, Tucker: If charge in off-peak hours, costs will be negligible. There may be some RT Reserve Costs, but not much at all.
Note on DP34: Williams, Tucker: If charge in off-peak hours, costs will be negligible. There may be some RT Reserve Costs, but not much at all.
Note on DQ34: Williams, Tucker: If charge in off-peak hours, costs will be negligible. There may be some RT Reserve Costs, but not much at all.
Note on DR34: Williams, Tucker: If charge in off-peak hours, costs will be negligible. There may be some RT Reserve Costs, but not much at all.
Note on DS34: Williams, Tucker: If charge in off-peak hours, costs will be negligible. There may be some RT Reserve Costs, but not much at all.
Note on DT34: Williams, Tucker: If charge in off-peak hours, costs will be negligible. There may be some RT Reserve Costs, but not much at all.
Note on DU34: Williams, Tucker: If charge in off-peak hours, costs will be negligible. There may be some RT Reserve Costs, but not much at all.
Note on DV34: Williams, Tucker: If charge in off-peak hours, costs will be negligible. There may be some RT Reserve Costs, but not much at all.
Note on DW34: Williams, Tucker: If charge in off-peak hours, costs will be negligible. There may be some RT Reserve Costs, but not much at all.
Note on DX34: Williams, Tucker: If charge in off-peak hours, costs will be negligible. There may be some RT Reserve Costs, but not much at all.
Note on DY34: Williams, Tucker: If charge in off-peak hours, costs will be negligible. There may be some RT Reserve Costs, but not much at all.
Note on DZ34: Williams, Tucker: If charge in off-peak hours, costs will be negligible. There may be some RT Reserve Costs, but not much at all.
Note on EA34: Williams, Tucker: If charge in off-peak hours, costs will be negligible. There may be some RT Reserve Costs, but not much at all.
Note on EB34: Williams, Tucker: If charge in off-peak hours, costs will be negligible. There may be some RT Reserve Costs, but not much at all.
Note on EC34: Williams, Tucker: If charge in off-peak hours, costs will be negligible. There may be some RT Reserve Costs, but not much at all.
Note on ED34: Williams, Tucker: If charge in off-peak hours, costs will be negligible. There may be some RT Reserve Costs, but not much at all.
Note on EE34: Williams, Tucker: If charge in off-peak hours, costs will be negligible. There may be some RT Reserve Costs, but not much at all.
Note on EF34: Williams, Tucker: If charge in off-peak hours, costs will be negligible. There may be some RT Reserve Costs, but not much at all.
Note on EG34: Williams, Tucker: If charge in off-peak hours, costs will be negligible. There may be some RT Reserve Costs, but not much at all.
Note on EH34: Williams, Tucker: If charge in off-peak hours, costs will be negligible. There may be some RT Reserve Costs, but not much at all.
Note on EI34: Williams, Tucker: If charge in off-peak hours, costs will be negligible. There may be some RT Reserve Costs, but not much at all.
Note on EJ34: Williams, Tucker: If charge in off-peak hours, costs will be negligible. There may be some RT Reserve Costs, but not much at all.
Note on EK34: Williams, Tucker: If charge in off-peak hours, costs will be negligible. There may be some RT Reserve Costs, but not much at all.
Note on EL34: Williams, Tucker: If charge in off-peak hours, costs will be negligible. There may be some RT Reserve Costs, but not much at all.
Note on EM34: Williams, Tucker: If charge in off-peak hours, costs will be negligible. There may be some RT Reserve Costs, but not much at all.
Note on EN34: Williams, Tucker: If charge in off-peak hours, costs will be negligible. There may be some RT Reserve Costs, but not much at all.
Note on EO34: Williams, Tucker: If charge in off-peak hours, costs will be negligible. There may be some RT Reserve Costs, but not much at all.
Note on EP34: Williams, Tucker: If charge in off-peak hours, costs will be negligible. There may be some RT Reserve Costs, but not much at all.
Note on EQ34: Williams, Tucker: If charge in off-peak hours, costs will be negligible. There may be some RT Reserve Costs, but not much at all.
Note on ER34: Williams, Tucker: If charge in off-peak hours, costs will be negligible. There may be some RT Reserve Costs, but not much at all.
Note on ES34: Williams, Tucker: If charge in off-peak hours, costs will be negligible. There may be some RT Reserve Costs, but not much at all.
Note on ET34: Williams, Tucker: If charge in off-peak hours, costs will be negligible. There may be some RT Reserve Costs, but not much at all.
Note on G49: Williams, Tucker: Year #1 includes everything except capacity savings.
Note on G50: Williams, Tucker: Year #2 Only includes Capacity Savings.