## Assumptions
Inputs | [6 empty] | Supporting Calculations | [6 empty] | yes
no
Cell Color Code
Calculation
Active input in model
Notes and labels
| Active Inputs | Potential range | Assumptions Set A | Assumptions Set B
Intallations per year for 3 years | 425 | - | 425 | 425 | Total capital investment
Battery cost | 23200 | $23,000-$24,000 | 23200 | 23600 | 29580000
kW per hour per full system | 11.5 | - | 11.5 | 11.5
Max hours discharge | 2 | 2 - 2.3 | 2 | 2 |  |  | Peak Forecast Accuracy |  |  |  | Frequency Regulation
Customer/ZOI Payment monthly | 0 | - | 0 | 0 |  |  | 20 year average | 38.18% | 47.47% |  | Average earnings
Frequency Revenue ($/MW-hour) starting value 2025 | 13 | $10-14 | 13 | 10 |  |  | Year | RNS | FCM |  | Year | Average $/MW-hr
Frequency Regulation hours/day | 6 | - | 6 | 6 |  |  | 2025 | 62% | 74% |  | 2025 | 11.05
Frequency regulation years (how many years does this value stream last) | 7 | 4-10 years | 7 | 5 |  |  | 2026 | 58.59% | 70.3% |  | 2026 | 9.3925
Frequency regulation market degradation rate | 15% | - | 15% | 15% |  |  | 2027 | 55.37% | 66.78% |  | 2027 | 7.9836
Energy Arbitrage $/kW-month | 1.1 | $0.80 - $1.30 | 1.1 | 0.95 |  |  | 2028 | 52.32% | 63.45% |  | 2028 | 6.7861
Power Factor/VAR Support ($/kw-month) | 0 | - | 0 | 0 |  |  | 2029 | 49.44% | 60.27% |  | 2029 | 5.7682
Value of deferred T&D upgrades ($/kW-year peak reduction) | 85 | $60 - $90 | 85 | 60 |  |  | 2030 | 46.73% | 57.26% |  | 2030 | 4.9029
T&D deferral start year | 7 |  | 7 | 7 |  |  | 2031 | 44.16% | 54.4% |  | 2031 | 4.1675
T&D deferral length (years) | 2 |  | 2 | 2 |  |  | 2032 | 41.73% | 51.68% |  | 2032 | 3.5424
End of life removal cost (net of recycling proceeds) | 200 | 0 - 500 | 200 | 400 |  |  | 2033 | 39.43% | 49.09% |  | 2033 | 3.011
ITC | 40% | - | 40% | 40% |  |  | 2034 | 37.26% | 46.64% |  | 2034 | 2.5594
Tier 3 Value - MWh | 19.4 | - | 19.4 | 19.4 |  |  | 2035 | 35.21% | 44.31% | YEAR 11 | 2035 | 2.1755
Tier 3 Value - $$ | 25 | - | 25 | 25 |  |  | 2036 | 33.28% | 42.09% |  | 2036 | 1.8491
Total Tier 3 Value | 485 |  | 485 | 485 |  |  | 2037 | 31.45% | 39.99% |  | 2037 | 1.5718
[7 empty] | 2038 | 29.72% | 37.99% |  | 2038 | 1.336
Battery Availability | 93% | 90% - 95% | 93% | 91% |  |  | 2039 | 28.08% | 36.09% |  | 2039 | 1.1356
[7 empty] | 2040 | 26.54% | 34.28% |  | 2040 | 0.96526
Reserve Margin | 35% | 30% - 40% | 35% | 35% | Forecast Effectiveness |  | 2041 | 25.08% | 32.57% |  | 2041 | 0.82047
Losses | 7% | 6% - 9% | 7% | 6.5% | Year 1 | Year 10 | 2042 | 23.7% | 30.94% |  | 2042 | 0.6974
[5 empty] | 74% | 46.64% | 2043 | 22.4% | 29.39% |  | 2043 | 0.59279
FCM forecast effectiveness starting value (2025) | 74% | 70% - 76% | 74% | 72% |  |  | 2044 | 21.16% | 27.92% | YEAR 20 | 2044 | 0.50387 | YEAR 20
FCM forecast effectiveness degradation per year (first 10 years) | 5% | 4.5% - 7% | 5% | 5.5% |  |  | 2045 | 20% | 26.53% |  | 2045 | 0.42829
FCM forecast effectiveness degradation per year (11-20 years) | 5% | 4.5% - 7% | 5% | 5.5% | 62% | 37.26% | 2046 | 18.9% | 25.2% |  | 2046 | 0.36405
RNS Forecast effectiveness (% of Physical Effectiveness) starting value (2025) | 62% | 58% - 63% | 62% | 60% |  |  | 2047 | 17.86% | 23.94% |  | 2047 | 0.30944
RNS forecast effectiveness degradation per year (first 10 years) | 5.5% | 4.5% - 7% | 5.5% | 6% |  |  | 2048 | 16.88% | 22.74% |  | 2048 | 0.26303
RNS forecast effectiveness degradation per year (11-20 years) | 5.5% | 4.5% - 7% | 5.5% | 6% |  |  | 2049 | 15.95% | 21.61% |  | 2049 | 0.22357
Round Trip Efficiency | 85% | 84% - 89% | 85% | 85% |  |  | 2050 | 15.07% | 20.53% |  | 2050 | 0.19004
Cycles per month | 8 | - | 8 | 8 |  |  | 2051 | 14.24% | 19.5% |  | 2051 | 0.16153
Tesla % | 100% | - | 100% | 100% |  |  | 2052 | 13.46% | 18.53% |  | 2052 | 0.1373
Virtual Peaker % | 0% | - | 0% | 0% |  |  | 2053 | 12.72% | 17.6% |  | 2053 | 0.11671
Tesla connectivity cost per year | 24 | - | 24 | 24 |  |  | 2054 | 12.02% | 16.72% |  | 2054 | 0.0992
VP connectivity cost per year | 36 | - | 36 | 36 |  |  | 2055 | 11.36% | 15.88% |  | 2055 | 0.08432
Inflation rate (applies to LMP, intentional arbitrage, OATT sch. 1, Rate 1) | 2% | - | 2% | 2% |  |  | 2056 | 10.73% | 15.09% |  | 2056 | 0.071672
FCM capacity cost trajectory | Base | Base - High (30% above base) | Base | Base |  |  | 2057 | 10.14% | 14.33% |  | 2057 | 0.060921
Rate 1 (2025) | 0.19988 | - | 0.19988 | 0.19988
Degradation -
This is used to determine 'Capacity Volume' and 'RNS Volume' on the Monthly tab. | Year | Battery Degradation
| 1 | 99%
| 2 | 99%
| 3 | 98%
| 4 | 98%
| 5 | 98%
| 6 | 98%
| 7 | 97%
| 8 | 97%
| 9 | 96%
| 10 | 96%
| 11 | 95%
| 12 | 95%
| 13 | 95%
| 14 | 94%
| 15 | 93%
| 16 | 93%
| 17 | 92%
| 18 | 92%
| 19 | 91%
| 20 | 91%
21
22
23
24
25
26
27
28
29
30
Failure Rate
Zero failure rate assumed through year 10 due to warranty | Year | Failure Rate | Cumulative Failure Rate
| 1 | 0% | 0%
| 2 | 0% | 0%
| 3 | 0% | 0%
| 4 | 0% | 0%
| 5 | 0% | 0%
| 6 | 0% | 0%
| 7 | 0% | 0%
| 8 | 0% | 0%
| 9 | 0% | 0%
| 10 | 0% | 0%
| 11 | 1% | 1%
| 12 | 1% | 2%
| 13 | 1% | 3%
| 14 | 3% | 6%
| 15 | 3% | 9%
| 16 | 5% | 14%
| 17 | 11% | 25%
| 18 | 20% | 45%
| 19 | 25% | 70%
| 20 | 30% | 100%
| 21 |  | 100%
| 22 |  | 100%
| 23 |  | 100%
| 24 |  | 100%
| 25 |  | 100%
| 26 |  | 100%

## FCM-RNS-LMP Assumptions
ACTUAL KNOWN INPUT |  | 2024-06-01
FORECAST INPUT |  | 2024-06-01
FCM |  |  | Price $/kW-month |  |  | RNS |  | $/kW-month
Auction | Begin | End | Active in Model | Base | High | Year | Month | Active in Model | RNS Schedule 9 forecast (already adjusted for inflation) | OATT1 forecast (adjusted for inflation) | Year | LMP inflation factor | Yr 1 Installations | Yr 2 Installations | Yr 3 Installations | Month # | Month | On-Peak (adjusted for inflation) | Off-Peak (Adjusted for inflation) | Pre-inflation on-Peak | Pre-inflation off peak | Peak Attempts | RTE | Net (1) | Net (2) | Net (3) | kWh RTE losses (1) | kWh RTE losses (1) | kWh RTE losses (3)
FCA14 | 2023-06-01 | 2024-05-31 | 2 | 2 | 2 | 2023 | 2023-01-01 | 11.949 | 11.949 |  | 2024 |  |  |  |  | 6 | 2024-06-01 | 47.5 | 35.6 |  |  | 8 | 85% | [6 empty] | battery kW | 11.5
FCA15 | 2024-06-01 | 2025-05-31 | 2.48 | 2.48 | 2.48 | 2023 | 2023-02-01 | 11.949 | 11.949 |  | 2024 |  |  |  |  | 7 | 2024-07-01 | 72.15 | 47.25 |  |  | 8 | 85% | [6 empty] | battery kWh | 23
FCA16 | 2025-06-01 | 2026-05-31 | 2.53 | 2.53 | 2.53 | 2023 | 2023-03-01 | 11.949 | 11.949 |  | 2024 |  |  |  |  | 8 | 2024-08-01 | 59.15 | 38.05 |  |  | 8 | 85% | [6 empty] | hours | 2
FCA17 | 2026-06-01 | 2027-05-31 | 2.59 | 2.59 | 2.59 | 2023 | 2023-04-01 | 11.949 | 11.949 |  | 2024 |  |  |  |  | 9 | 2024-09-01 | 46 | 34.4 |  |  | 8 | 85% | [6 empty] | peak attempts | 8
FCA18 | 2027-06-01 | 2028-05-31 | 3.58 | 3.58 | 3.58 | 2023 | 2023-05-01 | 11.949 | 11.949 |  | 2024 |  |  |  |  | 10 | 2024-10-01 | 44.5 | 32.85 |  |  | 8 | 85% | [6 empty] | RTE | 85%
FCA19 | 2028-06-01 | 2029-05-31 | 4.11 | 4.11 | 5.343 | 2023 | 2023-06-01 | 11.949 | 11.949 |  | 2024 |  |  |  |  | 11 | 2024-11-01 | 67 | 58.85 |  |  | 8 | 85%
FCA20 | 2029-06-01 | 2030-05-31 | 4.8 | 4.8 | 6.24 | 2023 | 2023-07-01 | 11.949 | 11.949 |  | 2024 |  |  |  |  | 12 | 2024-12-01 | 113.75 | 103.1 |  |  | 8 | 85%
FCA21 | 2030-06-01 | 2031-05-31 | 4.03 | 4.03 | 5.239 | 2023 | 2023-08-01 | 11.949 | 11.949 |  | 2025 |  |  |  |  | 1 | 2025-01-01 | 111.75 | 102 |  |  | 8 | 85%
FCA22 | 2031-06-01 | 2032-05-31 | 4.15 | 4.15 | 5.395 | 2023 | 2023-09-01 | 11.949 | 11.949 |  | 2025 |  |  |  |  | 2 | 2025-02-01 | 101.5 | 91.5 |  |  | 8 | 85%
FCA23 | 2032-06-01 | 2033-05-31 | 4.2 | 4.2 | 5.46 | 2023 | 2023-10-01 | 11.949 | 11.949 |  | 2025 |  |  |  |  | 3 | 2025-03-01 | 59 | 51 |  |  | 8 | 85%
FCA24 | 2033-06-01 | 2034-05-31 | 4.31 | 4.31 | 5.603 | 2023 | 2023-11-01 | 11.949 | 11.949 |  | 2025 |  |  |  |  | 4 | 2025-04-01 | 46.25 | 38 |  |  | 8 | 85%
FCA25 | 2034-06-01 | 2035-05-31 | 4.9 | 4.9 | 6.37 | 2023 | 2023-12-01 | 11.949 | 11.949 |  | 2025 |  |  |  |  | 5 | 2025-05-01 | 41.75 | 35 |  |  | 8 | 85%
FCA26 | 2035-06-01 | 2036-05-31 | 5.61 | 5.61 | 7.293 | 2024 | 2024-01-01 | 12.86 | 12.86 |  | 2025 |  |  |  |  | 6 | 2025-06-01 | 51.5 | 38.75 |  |  | 8 | 85%
FCA27 | 2036-06-01 | 2037-05-31 | 5.79 | 5.79 | 7.527 | 2024 | 2024-02-01 | 12.86 | 12.86 |  | 2025 |  |  |  |  | 7 | 2025-07-01 | 71.25 | 47.25 |  |  | 8 | 85%
FCA28 | 2037-06-01 | 2038-05-31 | 6.81 | 6.81 | 8.853 | 2024 | 2024-03-01 | 12.86 | 12.86 |  | 2025 |  |  |  |  | 8 | 2025-08-01 | 63 | 42 |  |  | 8 | 85%
FCA29 | 2038-06-01 | 2039-05-31 | 8 | 8 | 10.4 | 2024 | 2024-04-01 | 12.86 | 12.86 |  | 2025 |  |  |  |  | 9 | 2025-09-01 | 49 | 36.5 |  |  | 8 | 85%
FCA30 | 2039-06-01 | 2040-05-31 | 9.75 | 9.75 | 12.675 | 2024 | 2024-05-01 | 12.86 | 12.86 |  | 2025 |  |  |  |  | 10 | 2025-10-01 | 43.75 | 35.75 |  |  | 8 | 85%
FCA31 | 2040-06-01 | 2041-05-31 | 9.9645 | 9.9645 | 12.9539 | 2024 | 2024-06-01 | 12.86 | 12.86 |  | 2025 |  |  |  |  | 11 | 2025-11-01 | 60.5 | 53 |  |  | 8 | 85%
FCA32 | 2041-06-01 | 2042-05-31 | 10.1837 | 10.1837 | 13.2388 | 2024 | 2024-07-01 | 12.86 | 12.86 |  | 2025 |  |  |  |  | 12 | 2025-12-01 | 91.5 | 81.75 |  |  | 8 | 85%
FCA33 | 2042-06-01 | 2043-05-31 | 10.4078 | 10.4078 | 13.5301 | 2024 | 2024-08-01 | 12.86 | 12.86 |  | 2026 |  | 1 |  |  | 1 | 2026-01-01 | 133 | 121.45 |  |  | 8 | 85% | -1.8002 |  |  | 27.324
FCA34 | 2043-06-01 | 2044-05-31 | 10.6367 | 10.6367 | 13.8278 | 2024 | 2024-09-01 | 12.86 | 12.86 |  | 2026 |  | 1 |  |  | 2 | 2026-02-01 | 112.5 | 103.7 |  |  | 8 | 85% | -1.7305 |  |  | 27.324
FCA35 | 2044-06-01 | 2045-05-31 | 10.8707 | 10.8707 | 14.132 | 2024 | 2024-10-01 | 12.86 | 12.86 |  | 2026 |  | 1 |  |  | 3 | 2026-03-01 | 65.5 | 58.15 |  |  | 8 | 85% | -0.53041 |  |  | 27.324
FCA36 | 2045-06-01 | 2046-05-31 | 11.1099 | 11.1099 | 14.4429 | 2024 | 2024-11-01 | 12.86 | 12.86 |  | 2026 |  | 1 |  |  | 4 | 2026-04-01 | 47.35 | 38.25 |  |  | 8 | 85% | 0.42808 |  |  | 27.324
FCA37 | 2046-06-01 | 2047-05-31 | 11.3543 | 11.3543 | 14.7606 | 2024 | 2024-12-01 | 12.86 | 12.86 |  | 2026 |  | 1 |  |  | 5 | 2026-05-01 | 40.5 | 32.15 |  |  | 8 | 85% | 0.48755 |  |  | 27.324
FCA38 | 2047-06-01 | 2048-05-31 | 11.6041 | 11.6041 | 15.0853 | 2025 | 2025-01-01 | 15.5 | 15.5 | 2.1841 | 2026 |  | 1 |  |  | 6 | 2026-06-01 | 51.5 | 37.15 |  |  | 8 | 85% | 1.4198 |  |  | 27.324
FCA39 | 2048-06-01 | 2049-05-31 | 11.8594 | 11.8594 | 15.4172 | 2025 | 2025-02-01 | 17.6841 | 15.5 | 2.1841 | 2026 |  | 1 |  |  | 7 | 2026-07-01 | 72.5 | 48.75 |  |  | 8 | 85% | 2.7592 |  |  | 27.324
FCA40 | 2049-06-01 | 2050-05-31 | 12.1203 | 12.1203 | 15.7564 | 2025 | 2025-03-01 | 17.6841 | 15.5 | 2.1841 | 2026 |  | 1 |  |  | 8 | 2026-08-01 | 62 | 38.5 |  |  | 8 | 85% | 3.0431 |  |  | 27.324
FCA41 | 2050-06-01 | 2051-05-31 | 12.387 | 12.387 | 16.103 | 2025 | 2025-04-01 | 17.6841 | 15.5 | 2.1841 | 2026 |  | 1 |  |  | 9 | 2026-09-01 | 48.25 | 35.15 |  |  | 8 | 85% | 1.2564 |  |  | 27.324
FCA42 | 2051-06-01 | 2052-05-31 | 12.6595 | 12.6595 | 16.4573 | 2025 | 2025-05-01 | 17.6841 | 15.5 | 2.1841 | 2026 |  | 1 |  |  | 10 | 2026-10-01 | 44 | 34.5 |  |  | 8 | 85% | 0.62149 |  |  | 27.324
FCA43 | 2052-06-01 | 2053-05-31 | 12.938 | 12.938 | 16.8194 | 2025 | 2025-06-01 | 17.6841 | 15.5 | 2.1841 | 2026 |  | 1 |  |  | 11 | 2026-11-01 | 57.9 | 50.9 |  |  | 8 | 85% | -0.36111 |  |  | 27.324
FCA44 | 2053-06-01 | 2054-05-31 | 13.2226 | 13.2226 | 17.1894 | 2025 | 2025-07-01 | 17.6841 | 15.5 | 2.1841 | 2026 |  | 1 |  |  | 12 | 2026-12-01 | 86.65 | 75.9 |  |  | 8 | 85% | -0.48165 |  |  | 27.324
FCA45 | 2054-06-01 | 2055-05-31 | 13.5135 | 13.5135 | 17.5676 | 2025 | 2025-08-01 | 17.6841 | 15.5 | 2.1841 | 2027 |  | 2 | 1 |  | 1 | 2027-01-01 | 132.25 | 122.25 |  |  | 8 | 85% | -2.1082 | -2.1082 |  | 27.324 | 27.324
FCA46 | 2055-06-01 | 2056-05-31 | 13.8108 | 13.8108 | 17.954 | 2025 | 2025-09-01 | 17.6841 | 15.5 | 2.1841 | 2027 |  | 2 | 1 |  | 2 | 2027-02-01 | 111.75 | 101.75 |  |  | 8 | 85% | -1.4492 | -1.4492 |  | 27.324 | 27.324
FCA47 | 2056-06-01 | 2057-05-31 | 14.1146 | 14.1146 | 18.349 | 2025 | 2025-10-01 | 17.6841 | 15.5 | 2.1841 | 2027 |  | 2 | 1 |  | 3 | 2027-03-01 | 65 | 57 |  |  | 8 | 85% | -0.37504 | -0.37504 |  | 27.324 | 27.324
[6 empty] | 2025 | 2025-11-01 | 17.6841 | 15.5 | 2.1841 | 2027 |  | 2 | 1 |  | 4 | 2027-04-01 | 45.85 | 35.35 |  |  | 8 | 85% | 0.77632 | 0.77632 |  | 27.324 | 27.324
[6 empty] | 2025 | 2025-12-01 | 17.6841 | 15.5 | 2.1841 | 2027 |  | 2 | 1 |  | 5 | 2027-05-01 | 39 | 27.5 |  |  | 8 | 85% | 1.2108 | 1.2108 |  | 27.324 | 27.324
[6 empty] | 2026 | 2026-01-01 | 18.4541 | 16.27 | 2.1841 | 2027 |  | 2 | 1 |  | 6 | 2027-06-01 | 50 | 35.25 |  |  | 8 | 85% | 1.5537 | 1.5537 |  | 27.324 | 27.324
[6 empty] | 2026 | 2026-02-01 | 18.4978 | 16.27 | 2.2278 | 2027 |  | 2 | 1 |  | 7 | 2027-07-01 | 71 | 46.25 |  |  | 8 | 85% | 3.0217 | 3.0217 |  | 27.324 | 27.324
[6 empty] | 2026 | 2026-03-01 | 18.4978 | 16.27 | 2.2278 | 2027 |  | 2 | 1 |  | 8 | 2027-08-01 | 60.5 | 35.75 |  |  | 8 | 85% | 3.3592 | 3.3592 |  | 27.324 | 27.324
[6 empty] | 2026 | 2026-04-01 | 18.4978 | 16.27 | 2.2278 | 2027 |  | 2 | 1 |  | 9 | 2027-09-01 | 46.75 | 33.75 |  |  | 8 | 85% | 1.2832 | 1.2832 |  | 27.324 | 27.324
[6 empty] | 2026 | 2026-05-01 | 18.4978 | 16.27 | 2.2278 | 2027 |  | 2 | 1 |  | 10 | 2027-10-01 | 42.5 | 29.75 |  |  | 8 | 85% | 1.3662 | 1.3662 |  | 27.324 | 27.324
[6 empty] | 2026 | 2026-06-01 | 18.4978 | 16.27 | 2.2278 | 2027 |  | 2 | 1 |  | 11 | 2027-11-01 | 56.15 | 46.15 |  |  | 8 | 85% | 0.33807 | 0.33807 |  | 27.324 | 27.324
[6 empty] | 2026 | 2026-07-01 | 18.4978 | 16.27 | 2.2278 | 2027 |  | 2 | 1 |  | 12 | 2027-12-01 | 84.9 | 73.9 |  |  | 8 | 85% | -0.37182 | -0.37182 |  | 27.324 | 27.324
[6 empty] | 2026 | 2026-08-01 | 18.4978 | 16.27 | 2.2278 | 2028 |  | 3 | 2 | 1 | 1 | 2028-01-01 | 145.9509 | 119.0085 |  |  | 8 | 85% | 1.0713 | 1.0822 | 1.0822 | 27.048 | 27.324 | 27.324
[6 empty] | 2026 | 2026-09-01 | 18.4978 | 16.27 | 2.2278 | 2028 |  | 3 | 2 | 1 | 2 | 2028-02-01 | 137.2377 | 110.4582 |  |  | 8 | 85% | 1.314 | 1.3274 | 1.3274 | 27.048 | 27.324 | 27.324
[6 empty] | 2026 | 2026-10-01 | 18.4978 | 16.27 | 2.2278 | 2028 |  | 3 | 2 | 1 | 3 | 2028-03-01 | 54.7561 | 48.303 |  |  | 8 | 85% | -0.37344 | -0.37725 | -0.37725 | 27.048 | 27.324 | 27.324
[6 empty] | 2026 | 2026-11-01 | 18.4978 | 16.27 | 2.2278 | 2028 |  | 3 | 2 | 1 | 4 | 2028-04-01 | 38.8961 | 33.0811 |  |  | 8 | 85% | -0.0041115 | -0.0041535 | -0.0041535 | 27.048 | 27.324 | 27.324
[6 empty] | 2026 | 2026-12-01 | 18.4978 | 16.27 | 2.2278 | 2028 |  | 3 | 2 | 1 | 5 | 2028-05-01 | 34.8659 | 29.0568 |  |  | 8 | 85% | 0.12288 | 0.12414 | 0.12414 | 27.048 | 27.324 | 27.324
[6 empty] | 2027 | 2027-01-01 | 19.3678 | 17.14 | 2.2278 | 2028 |  | 3 | 2 | 1 | 6 | 2028-06-01 | 38.5913 | 31.3981 |  |  | 8 | 85% | 0.29795 | 0.30099 | 0.30099 | 27.048 | 27.324 | 27.324
[6 empty] | 2027 | 2027-02-01 | 19.4123 | 17.14 | 2.2723 | 2028 |  | 3 | 2 | 1 | 7 | 2028-07-01 | 47.8253 | 36.086 |  |  | 8 | 85% | 0.96852 | 0.9784 | 0.9784 | 27.048 | 27.324 | 27.324
[6 empty] | 2027 | 2027-03-01 | 19.4123 | 17.14 | 2.2723 | 2028 |  | 3 | 2 | 1 | 8 | 2028-08-01 | 42.5277 | 35.6189 |  |  | 8 | 85% | 0.11237 | 0.11351 | 0.11351 | 27.048 | 27.324 | 27.324
[6 empty] | 2027 | 2027-04-01 | 19.4123 | 17.14 | 2.2723 | 2028 |  | 3 | 2 | 1 | 9 | 2028-09-01 | 36.4564 | 30.7001 |  |  | 8 | 85% | 0.061059 | 0.061682 | 0.061682 | 27.048 | 27.324 | 27.324
[6 empty] | 2027 | 2027-05-01 | 19.4123 | 17.14 | 2.2723 | 2028 |  | 3 | 2 | 1 | 10 | 2028-10-01 | 36.9606 | 31.5866 |  |  | 8 | 85% | -0.036085 | -0.036453 | -0.036453 | 27.048 | 27.324 | 27.324
[6 empty] | 2027 | 2027-06-01 | 19.4123 | 17.14 | 2.2723 | 2028 |  | 3 | 2 | 1 | 11 | 2028-11-01 | 58.9131 | 51.642 |  |  | 8 | 85% | -0.33217 | -0.33556 | -0.33556 | 27.048 | 27.324 | 27.324
[6 empty] | 2027 | 2027-07-01 | 19.4123 | 17.14 | 2.2723 | 2028 |  | 3 | 2 | 1 | 12 | 2028-12-01 | 110.2156 | 96.1243 |  |  | 8 | 85% | -0.51784 | -0.52313 | -0.52313 | 27.048 | 27.324 | 27.324
[6 empty] | 2027 | 2027-08-01 | 19.4123 | 17.14 | 2.2723 | 2029 |  | 4 | 3 | 2 | 1 | 2029-01-01 | 149.7754 | 122.9478 |  |  | 8 | 85% | 0.92519 | 0.92519 | 0.93463 | 27.048 | 27.048 | 27.324
[6 empty] | 2027 | 2027-09-01 | 19.4123 | 17.14 | 2.2723 | 2029 |  | 4 | 3 | 2 | 2 | 2029-02-01 | 143.3573 | 117.4303 |  |  | 8 | 85% | 0.93838 | 0.93838 | 0.94796 | 27.048 | 27.048 | 27.324
[6 empty] | 2027 | 2027-10-01 | 19.4123 | 17.14 | 2.2723 | 2029 |  | 4 | 3 | 2 | 3 | 2029-03-01 | 58.0268 | 50.7853 |  |  | 8 | 85% | -0.31027 | -0.31027 | -0.31343 | 27.048 | 27.048 | 27.324
[6 empty] | 2027 | 2027-11-01 | 19.4123 | 17.14 | 2.2723 | 2029 |  | 4 | 3 | 2 | 4 | 2029-04-01 | 38.6319 | 32.5918 |  |  | 8 | 85% | 0.052041 | 0.052041 | 0.052572 | 27.048 | 27.048 | 27.324
[6 empty] | 2027 | 2027-12-01 | 19.4123 | 17.14 | 2.2723 | 2029 |  | 4 | 3 | 2 | 5 | 2029-05-01 | 33.7223 | 28.3075 |  |  | 8 | 85% | 0.075628 | 0.075628 | 0.0764 | 27.048 | 27.048 | 27.324
[6 empty] | 2028 | 2028-01-01 | 20.3723 | 18.1 | 2.2723 | 2029 |  | 4 | 3 | 2 | 6 | 2029-06-01 | 37.8343 | 31.1432 |  |  | 8 | 85% | 0.21552 | 0.21552 | 0.21772 | 27.048 | 27.048 | 27.324
[6 empty] | 2028 | 2028-02-01 | 20.4178 | 18.1 | 2.3178 | 2029 |  | 4 | 3 | 2 | 7 | 2029-07-01 | 44.1401 | 33.2895 |  |  | 8 | 85% | 0.89726 | 0.89726 | 0.90642 | 27.048 | 27.048 | 27.324
[6 empty] | 2028 | 2028-03-01 | 20.4178 | 18.1 | 2.3178 | 2029 |  | 4 | 3 | 2 | 8 | 2029-08-01 | 41.1567 | 34.1957 |  |  | 8 | 85% | 0.16706 | 0.16706 | 0.16876 | 27.048 | 27.048 | 27.324
[6 empty] | 2028 | 2028-04-01 | 20.4178 | 18.1 | 2.3178 | 2029 |  | 4 | 3 | 2 | 9 | 2029-09-01 | 35.0836 | 29.7344 |  |  | 8 | 85% | 0.018385 | 0.018385 | 0.018573 | 27.048 | 27.048 | 27.324
[6 empty] | 2028 | 2028-05-01 | 20.4178 | 18.1 | 2.3178 | 2029 |  | 4 | 3 | 2 | 10 | 2029-10-01 | 35.7695 | 30.0961 |  |  | 8 | 85% | 0.06533 | 0.06533 | 0.065997 | 27.048 | 27.048 | 27.324
[6 empty] | 2028 | 2028-06-01 | 20.4178 | 18.1 | 2.3178 | 2029 |  | 4 | 3 | 2 | 11 | 2029-11-01 | 63.3158 | 54.8909 |  |  | 8 | 85% | -0.2275 | -0.2275 | -0.22983 | 27.048 | 27.048 | 27.324
[6 empty] | 2028 | 2028-07-01 | 20.4178 | 18.1 | 2.3178 | 2029 |  | 4 | 3 | 2 | 12 | 2029-12-01 | 113.8551 | 99.8414 |  |  | 8 | 85% | -0.65011 | -0.65011 | -0.65675 | 27.048 | 27.048 | 27.324
[6 empty] | 2028 | 2028-08-01 | 20.4178 | 18.1 | 2.3178 | 2030 |  | 5 | 4 | 3 | 1 | 2030-01-01 | 148.442 | 121.3325 |  |  | 8 | 85% | 1.0274 | 1.0274 | 1.0274 | 27.048 | 27.048 | 27.048
[6 empty] | 2028 | 2028-09-01 | 20.4178 | 18.1 | 2.3178 | 2030 |  | 5 | 4 | 3 | 2 | 2030-02-01 | 138.7093 | 112.8742 |  |  | 8 | 85% | 1.0668 | 1.0668 | 1.0668 | 27.048 | 27.048 | 27.048
[6 empty] | 2028 | 2028-10-01 | 20.4178 | 18.1 | 2.3178 | 2030 |  | 5 | 4 | 3 | 3 | 2030-03-01 | 56.4521 | 49.5226 |  |  | 8 | 85% | -0.32634 | -0.32634 | -0.32634 | 27.048 | 27.048 | 27.048
[6 empty] | 2028 | 2028-11-01 | 20.4178 | 18.1 | 2.3178 | 2030 |  | 5 | 4 | 3 | 4 | 2030-04-01 | 38.3737 | 32.7545 |  |  | 8 | 85% | -0.029033 | -0.029033 | -0.029033 | 27.048 | 27.048 | 27.048
[6 empty] | 2028 | 2028-12-01 | 20.4178 | 18.1 | 2.3178 | 2030 |  | 5 | 4 | 3 | 5 | 2030-05-01 | 33.5687 | 27.8587 |  |  | 8 | 85% | 0.14313 | 0.14313 | 0.14313 | 27.048 | 27.048 | 27.048
[6 empty] | 2029 | 2029-01-01 | 21.2878 | 18.97 | 2.3178 | 2030 |  | 5 | 4 | 3 | 6 | 2030-06-01 | 38.3329 | 31.1473 |  |  | 8 | 85% | 0.30457 | 0.30457 | 0.30457 | 27.048 | 27.048 | 27.048
[6 empty] | 2029 | 2029-02-01 | 21.3341 | 18.97 | 2.3641 | 2030 |  | 5 | 4 | 3 | 7 | 2030-07-01 | 43.1022 | 32.7925 |  |  | 8 | 85% | 0.81555 | 0.81555 | 0.81555 | 27.048 | 27.048 | 27.048
[6 empty] | 2029 | 2029-03-01 | 21.3341 | 18.97 | 2.3641 | 2030 |  | 5 | 4 | 3 | 8 | 2030-08-01 | 40.7559 | 33.977 |  |  | 8 | 85% | 0.14117 | 0.14117 | 0.14117 | 27.048 | 27.048 | 27.048
[6 empty] | 2029 | 2029-04-01 | 21.3341 | 18.97 | 2.3641 | 2030 |  | 5 | 4 | 3 | 9 | 2030-09-01 | 34.2158 | 29.291 |  |  | 8 | 85% | -0.044017 | -0.044017 | -0.044017 | 27.048 | 27.048 | 27.048
[6 empty] | 2029 | 2029-05-01 | 21.3341 | 18.97 | 2.3641 | 2030 |  | 5 | 4 | 3 | 10 | 2030-10-01 | 34.9763 | 28.9729 |  |  | 8 | 85% | 0.16058 | 0.16058 | 0.16058 | 27.048 | 27.048 | 27.048
[6 empty] | 2029 | 2029-06-01 | 21.3341 | 18.97 | 2.3641 | 2030 |  | 5 | 4 | 3 | 11 | 2030-11-01 | 61.7682 | 54.6096 |  |  | 8 | 85% | -0.44691 | -0.44691 | -0.44691 | 27.048 | 27.048 | 27.048
[6 empty] | 2029 | 2029-07-01 | 21.3341 | 18.97 | 2.3641 | 2030 |  | 5 | 4 | 3 | 12 | 2030-12-01 | 114.284 | 96.5242 |  |  | 8 | 85% | 0.13093 | 0.13093 | 0.13093 | 27.048 | 27.048 | 27.048
[6 empty] | 2029 | 2029-08-01 | 21.3341 | 18.97 | 2.3641 | 2031 |  | 6 | 5 | 4 | 1 | 2031-01-01 | 148.4516 | 119.6577 |  |  | 8 | 85% | 1.3845 | 1.3845 | 1.3845 | 27.048 | 27.048 | 27.048
[6 empty] | 2029 | 2029-09-01 | 21.3341 | 18.97 | 2.3641 | 2031 |  | 6 | 5 | 4 | 2 | 2031-02-01 | 139.7092 | 115.0317 |  |  | 8 | 85% | 0.78941 | 0.78941 | 0.78941 | 27.048 | 27.048 | 27.048
[6 empty] | 2029 | 2029-10-01 | 21.3341 | 18.97 | 2.3641 | 2031 |  | 6 | 5 | 4 | 3 | 2031-03-01 | 58.5702 | 51.1754 |  |  | 8 | 85% | -0.29503 | -0.29503 | -0.29503 | 27.048 | 27.048 | 27.048
[6 empty] | 2029 | 2029-11-01 | 21.3341 | 18.97 | 2.3641 | 2031 |  | 6 | 5 | 4 | 4 | 2031-04-01 | 37.9406 | 32.3204 |  |  | 8 | 85% | -0.015021 | -0.015021 | -0.015021 | 27.048 | 27.048 | 27.048
[6 empty] | 2029 | 2029-12-01 | 21.3341 | 18.97 | 2.3641 | 2031 |  | 6 | 5 | 4 | 5 | 2031-05-01 | 33.6202 | 28.2278 |  |  | 8 | 85% | 0.074108 | 0.074108 | 0.074108 | 27.048 | 27.048 | 27.048
[6 empty] | 2030 | 2030-01-01 | 21.8041 | 19.44 | 2.3641 | 2031 |  | 6 | 5 | 4 | 6 | 2031-06-01 | 39.1256 | 31.8129 |  |  | 8 | 85% | 0.30629 | 0.30629 | 0.30629 | 27.048 | 27.048 | 27.048
[6 empty] | 2030 | 2030-02-01 | 21.8514 | 19.44 | 2.4114 | 2031 |  | 6 | 5 | 4 | 7 | 2031-07-01 | 43.5998 | 33.5874 |  |  | 8 | 85% | 0.73665 | 0.73665 | 0.73665 | 27.048 | 27.048 | 27.048
[6 empty] | 2030 | 2030-03-01 | 21.8514 | 19.44 | 2.4114 | 2031 |  | 6 | 5 | 4 | 8 | 2031-08-01 | 43.2833 | 35.4226 |  |  | 8 | 85% | 0.29024 | 0.29024 | 0.29024 | 27.048 | 27.048 | 27.048
[6 empty] | 2030 | 2030-04-01 | 21.8514 | 19.44 | 2.4114 | 2031 |  | 6 | 5 | 4 | 9 | 2031-09-01 | 35.6982 | 29.8513 |  |  | 8 | 85% | 0.10441 | 0.10441 | 0.10441 | 27.048 | 27.048 | 27.048
[6 empty] | 2030 | 2030-05-01 | 21.8514 | 19.44 | 2.4114 | 2031 |  | 6 | 5 | 4 | 10 | 2031-10-01 | 36.4724 | 29.9524 |  |  | 8 | 85% | 0.22257 | 0.22257 | 0.22257 | 27.048 | 27.048 | 27.048
[6 empty] | 2030 | 2030-06-01 | 21.8514 | 19.44 | 2.4114 | 2031 |  | 6 | 5 | 4 | 11 | 2031-11-01 | 63.4349 | 55.7468 |  |  | 8 | 85% | -0.38762 | -0.38762 | -0.38762 | 27.048 | 27.048 | 27.048
[6 empty] | 2030 | 2030-07-01 | 21.8514 | 19.44 | 2.4114 | 2031 |  | 6 | 5 | 4 | 12 | 2031-12-01 | 114.3918 | 96.9338 |  |  | 8 | 85% | 0.063487 | 0.063487 | 0.063487 | 27.048 | 27.048 | 27.048
[6 empty] | 2030 | 2030-08-01 | 21.8514 | 19.44 | 2.4114 | 2032 |  | 7 | 6 | 5 | 1 | 2032-01-01 | 149.578 | 119.5945 |  |  | 8 | 85% | 1.5846 | 1.601 | 1.601 | 26.772 | 27.048 | 27.048
[6 empty] | 2030 | 2030-09-01 | 21.8514 | 19.44 | 2.4114 | 2032 |  | 7 | 6 | 5 | 2 | 2032-02-01 | 144.1163 | 114.3126 |  |  | 8 | 85% | 1.7189 | 1.7366 | 1.7366 | 26.772 | 27.048 | 27.048
[6 empty] | 2030 | 2030-10-01 | 21.8514 | 19.44 | 2.4114 | 2032 |  | 7 | 6 | 5 | 3 | 2032-03-01 | 58.042 | 50.6092 |  |  | 8 | 85% | -0.26741 | -0.27017 | -0.27017 | 26.772 | 27.048 | 27.048
[6 empty] | 2030 | 2030-11-01 | 21.8514 | 19.44 | 2.4114 | 2032 |  | 7 | 6 | 5 | 4 | 2032-04-01 | 39.3368 | 32.9909 |  |  | 8 | 85% | 0.093514 | 0.094479 | 0.094479 | 26.772 | 27.048 | 27.048
[6 empty] | 2030 | 2030-12-01 | 21.8514 | 19.44 | 2.4114 | 2032 |  | 7 | 6 | 5 | 5 | 2032-05-01 | 33.9681 | 28.3527 |  |  | 8 | 85% | 0.10922 | 0.11034 | 0.11034 | 26.772 | 27.048 | 27.048
[6 empty] | 2031 | 2031-01-01 | 22.1514 | 19.74 | 2.4114 | 2032 |  | 7 | 6 | 5 | 6 | 2032-06-01 | 39.1548 | 32.6471 |  |  | 8 | 85% | 0.13322 | 0.1346 | 0.1346 | 26.772 | 27.048 | 27.048
[6 empty] | 2031 | 2031-02-01 | 22.1996 | 19.74 | 2.4596 | 2032 |  | 7 | 6 | 5 | 7 | 2032-07-01 | 46.3669 | 36.1874 |  |  | 8 | 85% | 0.67705 | 0.68403 | 0.68403 | 26.772 | 27.048 | 27.048
[6 empty] | 2031 | 2031-03-01 | 22.1996 | 19.74 | 2.4596 | 2032 |  | 7 | 6 | 5 | 8 | 2032-08-01 | 47.2939 | 38.0844 |  |  | 8 | 85% | 0.44419 | 0.44877 | 0.44877 | 26.772 | 27.048 | 27.048
[6 empty] | 2031 | 2031-04-01 | 22.1996 | 19.74 | 2.4596 | 2032 |  | 7 | 6 | 5 | 9 | 2032-09-01 | 38.6768 | 32.8468 |  |  | 8 | 85% | 0.0059847 | 0.0060464 | 0.0060464 | 26.772 | 27.048 | 27.048
[6 empty] | 2031 | 2031-05-01 | 22.1996 | 19.74 | 2.4596 | 2032 |  | 7 | 6 | 5 | 10 | 2032-10-01 | 40.0782 | 32.4101 |  |  | 8 | 85% | 0.3478 | 0.35139 | 0.35139 | 26.772 | 27.048 | 27.048
[6 empty] | 2031 | 2031-06-01 | 22.1996 | 19.74 | 2.4596 | 2032 |  | 7 | 6 | 5 | 11 | 2032-11-01 | 65.3468 | 58.1601 |  |  | 8 | 85% | -0.54916 | -0.55482 | -0.55482 | 26.772 | 27.048 | 27.048
[6 empty] | 2031 | 2031-07-01 | 22.1996 | 19.74 | 2.4596 | 2032 |  | 7 | 6 | 5 | 12 | 2032-12-01 | 119.8189 | 95.6345 |  |  | 8 | 85% | 1.3043 | 1.3177 | 1.3177 | 26.772 | 27.048 | 27.048
[6 empty] | 2031 | 2031-08-01 | 22.1996 | 19.74 | 2.4596 | 2033 | 1 | 8 | 7 | 6 | 1 | 2033-01-01 | 154.5637 | 122.7789 |  |  | 8 | 85% | 1.8059 | 1.8059 | 1.8245 | 26.772 | 26.772 | 27.048
[6 empty] | 2031 | 2031-09-01 | 22.1996 | 19.74 | 2.4596 | 2033 | 1 | 8 | 7 | 6 | 2 | 2033-02-01 | 144.0519 | 115.3126 |  |  | 8 | 85% | 1.4974 | 1.4974 | 1.5129 | 26.772 | 26.772 | 27.048
[6 empty] | 2031 | 2031-10-01 | 22.1996 | 19.74 | 2.4596 | 2033 | 1 | 8 | 7 | 6 | 3 | 2033-03-01 | 59.7594 | 52.0011 |  |  | 8 | 85% | -0.25316 | -0.25316 | -0.25577 | 26.772 | 26.772 | 27.048
[6 empty] | 2031 | 2031-11-01 | 22.1996 | 19.74 | 2.4596 | 2033 | 1 | 8 | 7 | 6 | 4 | 2033-04-01 | 39.8493 | 33.616 |  |  | 8 | 85% | 0.053727 | 0.053727 | 0.054281 | 26.772 | 26.772 | 27.048
[6 empty] | 2031 | 2031-12-01 | 22.1996 | 19.74 | 2.4596 | 2033 | 1 | 8 | 7 | 6 | 5 | 2033-05-01 | 32.5029 | 27.725 |  |  | 8 | 85% | -0.020467 | -0.020467 | -0.020678 | 26.772 | 26.772 | 27.048
[6 empty] | 2032 | 2032-01-01 | 22.4896 | 20.03 | 2.4596 | 2033 | 1 | 8 | 7 | 6 | 6 | 2033-06-01 | 39.757 | 33.3984 |  |  | 8 | 85% | 0.082948 | 0.082948 | 0.083803 | 26.772 | 26.772 | 27.048
[6 empty] | 2032 | 2032-02-01 | 22.5388 | 20.03 | 2.5088 | 2033 | 1 | 8 | 7 | 6 | 7 | 2033-07-01 | 48.2773 | 38.2809 |  |  | 8 | 85% | 0.57844 | 0.57844 | 0.5844 | 26.772 | 26.772 | 27.048
[6 empty] | 2032 | 2032-03-01 | 22.5388 | 20.03 | 2.5088 | 2033 | 1 | 8 | 7 | 6 | 8 | 2033-08-01 | 48.7177 | 38.6573 |  |  | 8 | 85% | 0.57802 | 0.57802 | 0.58398 | 26.772 | 26.772 | 27.048
[6 empty] | 2032 | 2032-04-01 | 22.5388 | 20.03 | 2.5088 | 2033 | 1 | 8 | 7 | 6 | 9 | 2033-09-01 | 39.4958 | 34.0171 |  |  | 8 | 85% | -0.093586 | -0.093586 | -0.094551 | 26.772 | 26.772 | 27.048
[6 empty] | 2032 | 2032-05-01 | 22.5388 | 20.03 | 2.5088 | 2033 | 1 | 8 | 7 | 6 | 10 | 2033-10-01 | 43.1201 | 34.5699 |  |  | 8 | 85% | 0.43719 | 0.43719 | 0.4417 | 26.772 | 26.772 | 27.048
[6 empty] | 2032 | 2032-06-01 | 22.5388 | 20.03 | 2.5088 | 2033 | 1 | 8 | 7 | 6 | 11 | 2033-11-01 | 67.1266 | 58.6492 |  |  | 8 | 85% | -0.3342 | -0.3342 | -0.33764 | 26.772 | 26.772 | 27.048
[6 empty] | 2032 | 2032-07-01 | 22.5388 | 20.03 | 2.5088 | 2033 | 1 | 8 | 7 | 6 | 12 | 2033-12-01 | 119.4343 | 99.5938 | end of 2024 avoided cost forecast |  | 8 | 85% | 0.40428 | 0.40428 | 0.40845 | 26.772 | 26.772 | 27.048
[6 empty] | 2032 | 2032-08-01 | 22.5388 | 20.03 | 2.5088 | 2034 | 1.02 | 9 | 8 | 7 | 1 | 2034-01-01 | 157.655 | 125.2345 | 154.5637 | 122.7789 | 8 | 85% | 1.823 | 1.842 | 1.842 | 26.496 | 26.772 | 26.772
[6 empty] | 2032 | 2032-09-01 | 22.5388 | 20.03 | 2.5088 | 2034 | 1.02 | 9 | 8 | 7 | 2 | 2034-02-01 | 146.9329 | 117.6189 | 144.0519 | 115.3126 | 8 | 85% | 1.5117 | 1.5274 | 1.5274 | 26.496 | 26.772 | 26.772
[6 empty] | 2032 | 2032-10-01 | 22.5388 | 20.03 | 2.5088 | 2034 | 1.02 | 9 | 8 | 7 | 3 | 2034-03-01 | 60.9546 | 53.0411 | 59.7594 | 52.0011 | 8 | 85% | -0.25556 | -0.25822 | -0.25822 | 26.496 | 26.772 | 26.772
[6 empty] | 2032 | 2032-11-01 | 22.5388 | 20.03 | 2.5088 | 2034 | 1.02 | 9 | 8 | 7 | 4 | 2034-04-01 | 40.6463 | 34.2884 | 39.8493 | 33.616 | 8 | 85% | 0.054236 | 0.054801 | 0.054801 | 26.496 | 26.772 | 26.772
[6 empty] | 2032 | 2032-12-01 | 22.5388 | 20.03 | 2.5088 | 2034 | 1.02 | 9 | 8 | 7 | 5 | 2034-05-01 | 33.153 | 28.2795 | 32.5029 | 27.725 | 8 | 85% | -0.020661 | -0.020876 | -0.020876 | 26.496 | 26.772 | 26.772
[6 empty] | 2033 | 2033-01-01 | 22.8388 | 20.33 | 2.5088 | 2034 | 1.02 | 9 | 8 | 7 | 6 | 2034-06-01 | 40.5522 | 34.0664 | 39.757 | 33.3984 | 8 | 85% | 0.083735 | 0.084607 | 0.084607 | 26.496 | 26.772 | 26.772
[6 empty] | 2033 | 2033-02-01 | 22.889 | 20.33 | 2.559 | 2034 | 1.02 | 9 | 8 | 7 | 7 | 2034-07-01 | 49.2428 | 39.0465 | 48.2773 | 38.2809 | 8 | 85% | 0.58392 | 0.59001 | 0.59001 | 26.496 | 26.772 | 26.772
[6 empty] | 2033 | 2033-03-01 | 22.889 | 20.33 | 2.559 | 2034 | 1.02 | 9 | 8 | 7 | 8 | 2034-08-01 | 49.6921 | 39.4304 | 48.7177 | 38.6573 | 8 | 85% | 0.5835 | 0.58958 | 0.58958 | 26.496 | 26.772 | 26.772
[6 empty] | 2033 | 2033-04-01 | 22.889 | 20.33 | 2.559 | 2034 | 1.02 | 9 | 8 | 7 | 9 | 2034-09-01 | 40.2857 | 34.6974 | 39.4958 | 34.0171 | 8 | 85% | -0.094474 | -0.095458 | -0.095458 | 26.496 | 26.772 | 26.772
[6 empty] | 2033 | 2033-05-01 | 22.889 | 20.33 | 2.559 | 2034 | 1.02 | 9 | 8 | 7 | 10 | 2034-10-01 | 43.9825 | 35.2613 | 43.1201 | 34.5699 | 8 | 85% | 0.44134 | 0.44594 | 0.44594 | 26.496 | 26.772 | 26.772
[6 empty] | 2033 | 2033-06-01 | 22.889 | 20.33 | 2.559 | 2034 | 1.02 | 9 | 8 | 7 | 11 | 2034-11-01 | 68.4691 | 59.8222 | 67.1266 | 58.6492 | 8 | 85% | -0.33737 | -0.34088 | -0.34088 | 26.496 | 26.772 | 26.772
[6 empty] | 2033 | 2033-07-01 | 22.889 | 20.33 | 2.559 | 2034 | 1.02 | 9 | 8 | 7 | 12 | 2034-12-01 | 121.823 | 101.5857 | 119.4343 | 99.5938 | 8 | 85% | 0.40811 | 0.41236 | 0.41236 | 26.496 | 26.772 | 26.772
[6 empty] | 2033 | 2033-08-01 | 22.889 | 20.33 | 2.559 | 2035 | 1.0404 | 10 | 9 | 8 | 1 | 2035-01-01 | 160.8081 | 127.7391 | 154.5637 | 122.7789 | 8 | 85% | 1.8594 | 1.8594 | 1.8788 | 26.496 | 26.496 | 26.772
[6 empty] | 2033 | 2033-09-01 | 22.889 | 20.33 | 2.559 | 2035 | 1.0404 | 10 | 9 | 8 | 2 | 2035-02-01 | 149.8716 | 119.9712 | 144.0519 | 115.3126 | 8 | 85% | 1.5419 | 1.5419 | 1.5579 | 26.496 | 26.496 | 26.772
[6 empty] | 2033 | 2033-10-01 | 22.889 | 20.33 | 2.559 | 2035 | 1.0404 | 10 | 9 | 8 | 3 | 2035-03-01 | 62.1737 | 54.102 | 59.7594 | 52.0011 | 8 | 85% | -0.26067 | -0.26067 | -0.26339 | 26.496 | 26.496 | 26.772
[6 empty] | 2033 | 2033-11-01 | 22.889 | 20.33 | 2.559 | 2035 | 1.0404 | 10 | 9 | 8 | 4 | 2035-04-01 | 41.4592 | 34.9741 | 39.8493 | 33.616 | 8 | 85% | 0.055321 | 0.055321 | 0.055897 | 26.496 | 26.496 | 26.772
[6 empty] | 2033 | 2033-12-01 | 22.889 | 20.33 | 2.559 | 2035 | 1.0404 | 10 | 9 | 8 | 5 | 2035-05-01 | 33.8161 | 28.8451 | 32.5029 | 27.725 | 8 | 85% | -0.021074 | -0.021074 | -0.021294 | 26.496 | 26.496 | 26.772
[6 empty] | 2034 | 2034-01-01 | 23.199 | 20.64 | 2.559 | 2035 | 1.0404 | 10 | 9 | 8 | 6 | 2035-06-01 | 41.3632 | 34.7477 | 39.757 | 33.3984 | 8 | 85% | 0.08541 | 0.08541 | 0.086299 | 26.496 | 26.496 | 26.772
[6 empty] | 2034 | 2034-02-01 | 23.2502 | 20.64 | 2.6102 | 2035 | 1.0404 | 10 | 9 | 8 | 7 | 2035-07-01 | 50.2277 | 39.8275 | 48.2773 | 38.2809 | 8 | 85% | 0.5956 | 0.5956 | 0.60181 | 26.496 | 26.496 | 26.772
[6 empty] | 2034 | 2034-03-01 | 23.2502 | 20.64 | 2.6102 | 2035 | 1.0404 | 10 | 9 | 8 | 8 | 2035-08-01 | 50.6859 | 40.219 | 48.7177 | 38.6573 | 8 | 85% | 0.59517 | 0.59517 | 0.60137 | 26.496 | 26.496 | 26.772
[6 empty] | 2034 | 2034-04-01 | 23.2502 | 20.64 | 2.6102 | 2035 | 1.0404 | 10 | 9 | 8 | 9 | 2035-09-01 | 41.0914 | 35.3914 | 39.4958 | 34.0171 | 8 | 85% | -0.096363 | -0.096363 | -0.097367 | 26.496 | 26.496 | 26.772
[6 empty] | 2034 | 2034-05-01 | 23.2502 | 20.64 | 2.6102 | 2035 | 1.0404 | 10 | 9 | 8 | 10 | 2035-10-01 | 44.8621 | 35.9666 | 43.1201 | 34.5699 | 8 | 85% | 0.45017 | 0.45017 | 0.45486 | 26.496 | 26.496 | 26.772
[6 empty] | 2034 | 2034-06-01 | 23.2502 | 20.64 | 2.6102 | 2035 | 1.0404 | 10 | 9 | 8 | 11 | 2035-11-01 | 69.8385 | 61.0186 | 67.1266 | 58.6492 | 8 | 85% | -0.34411 | -0.34411 | -0.3477 | 26.496 | 26.496 | 26.772
[6 empty] | 2034 | 2034-07-01 | 23.2502 | 20.64 | 2.6102 | 2035 | 1.0404 | 10 | 9 | 8 | 12 | 2035-12-01 | 124.2595 | 103.6174 | 119.4343 | 99.5938 | 8 | 85% | 0.41628 | 0.41628 | 0.42061 | 26.496 | 26.496 | 26.772
[6 empty] | 2034 | 2034-08-01 | 23.2502 | 20.64 | 2.6102 | 2036 | 1.0612 | 11 | 10 | 9 | 1 | 2036-01-01 | 164.0243 | 130.2939 | 154.5637 | 122.7789 | 8 | 85% | 1.8769 | 1.8966 | 1.8966 | 26.22 | 26.496 | 26.496
[6 empty] | 2034 | 2034-09-01 | 23.2502 | 20.64 | 2.6102 | 2036 | 1.0612 | 11 | 10 | 9 | 2 | 2036-02-01 | 152.869 | 122.3707 | 144.0519 | 115.3126 | 8 | 85% | 1.5563 | 1.5727 | 1.5727 | 26.22 | 26.496 | 26.496
[6 empty] | 2034 | 2034-10-01 | 23.2502 | 20.64 | 2.6102 | 2036 | 1.0612 | 11 | 10 | 9 | 3 | 2036-03-01 | 63.4171 | 55.184 | 59.7594 | 52.0011 | 8 | 85% | -0.26311 | -0.26588 | -0.26588 | 26.22 | 26.496 | 26.496
[6 empty] | 2034 | 2034-11-01 | 23.2502 | 20.64 | 2.6102 | 2036 | 1.0612 | 11 | 10 | 9 | 4 | 2036-04-01 | 42.2884 | 35.6736 | 39.8493 | 33.616 | 8 | 85% | 0.05584 | 0.056427 | 0.056427 | 26.22 | 26.496 | 26.496
[6 empty] | 2034 | 2034-12-01 | 23.2502 | 20.64 | 2.6102 | 2036 | 1.0612 | 11 | 10 | 9 | 5 | 2036-05-01 | 34.4924 | 29.422 | 32.5029 | 27.725 | 8 | 85% | -0.021272 | -0.021496 | -0.021496 | 26.22 | 26.496 | 26.496
[6 empty] | 2035 | 2035-01-01 | 23.5602 | 20.95 | 2.6102 | 2036 | 1.0612 | 11 | 10 | 9 | 6 | 2036-06-01 | 42.1905 | 35.4427 | 39.757 | 33.3984 | 8 | 85% | 0.08621 | 0.087118 | 0.087118 | 26.22 | 26.496 | 26.496
[6 empty] | 2035 | 2035-02-01 | 23.6124 | 20.95 | 2.6624 | 2036 | 1.0612 | 11 | 10 | 9 | 7 | 2036-07-01 | 51.2322 | 40.624 | 48.2773 | 38.2809 | 8 | 85% | 0.60118 | 0.60751 | 0.60751 | 26.22 | 26.496 | 26.496
[6 empty] | 2035 | 2035-03-01 | 23.6124 | 20.95 | 2.6624 | 2036 | 1.0612 | 11 | 10 | 9 | 8 | 2036-08-01 | 51.6996 | 41.0234 | 48.7177 | 38.6573 | 8 | 85% | 0.60075 | 0.60708 | 0.60708 | 26.22 | 26.496 | 26.496
[6 empty] | 2035 | 2035-04-01 | 23.6124 | 20.95 | 2.6624 | 2036 | 1.0612 | 11 | 10 | 9 | 9 | 2036-09-01 | 41.9132 | 36.0992 | 39.4958 | 34.0171 | 8 | 85% | -0.097267 | -0.09829 | -0.09829 | 26.22 | 26.496 | 26.496
[6 empty] | 2035 | 2035-05-01 | 23.6124 | 20.95 | 2.6624 | 2036 | 1.0612 | 11 | 10 | 9 | 10 | 2036-10-01 | 45.7594 | 36.6859 | 43.1201 | 34.5699 | 8 | 85% | 0.45439 | 0.45917 | 0.45917 | 26.22 | 26.496 | 26.496
[6 empty] | 2035 | 2035-06-01 | 23.6124 | 20.95 | 2.6624 | 2036 | 1.0612 | 11 | 10 | 9 | 11 | 2036-11-01 | 71.2352 | 62.239 | 67.1266 | 58.6492 | 8 | 85% | -0.34734 | -0.351 | -0.351 | 26.22 | 26.496 | 26.496
[6 empty] | 2035 | 2035-07-01 | 23.6124 | 20.95 | 2.6624 | 2036 | 1.0612 | 11 | 10 | 9 | 12 | 2036-12-01 | 126.7447 | 105.6898 | 119.4343 | 99.5938 | 8 | 85% | 0.42018 | 0.4246 | 0.4246 | 26.22 | 26.496 | 26.496
[6 empty] | 2035 | 2035-08-01 | 23.6124 | 20.95 | 2.6624 | 2037 | 1.0824 | 12 | 11 | 10 | 1 | 2037-01-01 | 167.3048 | 132.8998 | 154.5637 | 122.7789 | 8 | 85% | 1.9144 | 1.9144 | 1.9346 | 26.22 | 26.22 | 26.496
[6 empty] | 2035 | 2035-09-01 | 23.6124 | 20.95 | 2.6624 | 2037 | 1.0824 | 12 | 11 | 10 | 2 | 2037-02-01 | 155.9264 | 124.8181 | 144.0519 | 115.3126 | 8 | 85% | 1.5875 | 1.5875 | 1.6042 | 26.22 | 26.22 | 26.496
[6 empty] | 2035 | 2035-10-01 | 23.6124 | 20.95 | 2.6624 | 2037 | 1.0824 | 12 | 11 | 10 | 3 | 2037-03-01 | 64.6855 | 56.2877 | 59.7594 | 52.0011 | 8 | 85% | -0.26838 | -0.26838 | -0.2712 | 26.22 | 26.22 | 26.496
[6 empty] | 2035 | 2035-11-01 | 23.6124 | 20.95 | 2.6624 | 2037 | 1.0824 | 12 | 11 | 10 | 4 | 2037-04-01 | 43.1342 | 36.3871 | 39.8493 | 33.616 | 8 | 85% | 0.056956 | 0.056956 | 0.057556 | 26.22 | 26.22 | 26.496
[6 empty] | 2035 | 2035-12-01 | 23.6124 | 20.95 | 2.6624 | 2037 | 1.0824 | 12 | 11 | 10 | 5 | 2037-05-01 | 35.1822 | 30.0104 | 32.5029 | 27.725 | 8 | 85% | -0.021697 | -0.021697 | -0.021926 | 26.22 | 26.22 | 26.496
[6 empty] | 2036 | 2036-01-01 | 23.9224 | 21.26 | 2.6624 | 2037 | 1.0824 | 12 | 11 | 10 | 6 | 2037-06-01 | 43.0343 | 36.1515 | 39.757 | 33.3984 | 8 | 85% | 0.087934 | 0.087934 | 0.08886 | 26.22 | 26.22 | 26.496
[6 empty] | 2036 | 2036-02-01 | 23.9756 | 21.26 | 2.7156 | 2037 | 1.0824 | 12 | 11 | 10 | 7 | 2037-07-01 | 52.2569 | 41.4365 | 48.2773 | 38.2809 | 8 | 85% | 0.61321 | 0.61321 | 0.61966 | 26.22 | 26.22 | 26.496
[6 empty] | 2036 | 2036-03-01 | 23.9756 | 21.26 | 2.7156 | 2037 | 1.0824 | 12 | 11 | 10 | 8 | 2037-08-01 | 52.7336 | 41.8439 | 48.7177 | 38.6573 | 8 | 85% | 0.61277 | 0.61277 | 0.61922 | 26.22 | 26.22 | 26.496
[6 empty] | 2036 | 2036-04-01 | 23.9756 | 21.26 | 2.7156 | 2037 | 1.0824 | 12 | 11 | 10 | 9 | 2037-09-01 | 42.7515 | 36.8212 | 39.4958 | 34.0171 | 8 | 85% | -0.099212 | -0.099212 | -0.10026 | 26.22 | 26.22 | 26.496
[6 empty] | 2036 | 2036-05-01 | 23.9756 | 21.26 | 2.7156 | 2037 | 1.0824 | 12 | 11 | 10 | 10 | 2037-10-01 | 46.6745 | 37.4196 | 43.1201 | 34.5699 | 8 | 85% | 0.46348 | 0.46348 | 0.46835 | 26.22 | 26.22 | 26.496
[6 empty] | 2036 | 2036-06-01 | 23.9756 | 21.26 | 2.7156 | 2037 | 1.0824 | 12 | 11 | 10 | 11 | 2037-11-01 | 72.66 | 63.4837 | 67.1266 | 58.6492 | 8 | 85% | -0.35429 | -0.35429 | -0.35802 | 26.22 | 26.22 | 26.496
[6 empty] | 2036 | 2036-07-01 | 23.9756 | 21.26 | 2.7156 | 2037 | 1.0824 | 12 | 11 | 10 | 12 | 2037-12-01 | 129.2796 | 107.8036 | 119.4343 | 99.5938 | 8 | 85% | 0.42858 | 0.42858 | 0.43309 | 26.22 | 26.22 | 26.496
[6 empty] | 2036 | 2036-08-01 | 23.9756 | 21.26 | 2.7156 | 2038 | 1.1041 | 13 | 12 | 11 | 1 | 2038-01-01 | 170.6508 | 135.5578 | 154.5637 | 122.7789 | 8 | 85% | 1.9527 | 1.9527 | 1.9527 | 26.22 | 26.22 | 26.22
[6 empty] | 2036 | 2036-09-01 | 23.9756 | 21.26 | 2.7156 | 2038 | 1.1041 | 13 | 12 | 11 | 2 | 2038-02-01 | 159.0449 | 127.3144 | 144.0519 | 115.3126 | 8 | 85% | 1.6192 | 1.6192 | 1.6192 | 26.22 | 26.22 | 26.22
[6 empty] | 2036 | 2036-10-01 | 23.9756 | 21.26 | 2.7156 | 2038 | 1.1041 | 13 | 12 | 11 | 3 | 2038-03-01 | 65.9792 | 57.4134 | 59.7594 | 52.0011 | 8 | 85% | -0.27374 | -0.27374 | -0.27374 | 26.22 | 26.22 | 26.22
[6 empty] | 2036 | 2036-11-01 | 23.9756 | 21.26 | 2.7156 | 2038 | 1.1041 | 13 | 12 | 11 | 4 | 2038-04-01 | 43.9969 | 37.1148 | 39.8493 | 33.616 | 8 | 85% | 0.058096 | 0.058096 | 0.058096 | 26.22 | 26.22 | 26.22
[6 empty] | 2036 | 2036-12-01 | 23.9756 | 21.26 | 2.7156 | 2038 | 1.1041 | 13 | 12 | 11 | 5 | 2038-05-01 | 35.8859 | 30.6106 | 32.5029 | 27.725 | 8 | 85% | -0.022131 | -0.022131 | -0.022131 | 26.22 | 26.22 | 26.22
[6 empty] | 2037 | 2037-01-01 | 24.2956 | 21.58 | 2.7156 | 2038 | 1.1041 | 13 | 12 | 11 | 6 | 2038-06-01 | 43.895 | 36.8746 | 39.757 | 33.3984 | 8 | 85% | 0.089693 | 0.089693 | 0.089693 | 26.22 | 26.22 | 26.22
[6 empty] | 2037 | 2037-02-01 | 24.3499 | 21.58 | 2.7699 | 2038 | 1.1041 | 13 | 12 | 11 | 7 | 2038-07-01 | 53.302 | 42.2652 | 48.2773 | 38.2809 | 8 | 85% | 0.62547 | 0.62547 | 0.62547 | 26.22 | 26.22 | 26.22
[6 empty] | 2037 | 2037-03-01 | 24.3499 | 21.58 | 2.7699 | 2038 | 1.1041 | 13 | 12 | 11 | 8 | 2038-08-01 | 53.7883 | 42.6808 | 48.7177 | 38.6573 | 8 | 85% | 0.62502 | 0.62502 | 0.62502 | 26.22 | 26.22 | 26.22
[6 empty] | 2037 | 2037-04-01 | 24.3499 | 21.58 | 2.7699 | 2038 | 1.1041 | 13 | 12 | 11 | 9 | 2038-09-01 | 43.6065 | 37.5576 | 39.4958 | 34.0171 | 8 | 85% | -0.1012 | -0.1012 | -0.1012 | 26.22 | 26.22 | 26.22
[6 empty] | 2037 | 2037-05-01 | 24.3499 | 21.58 | 2.7699 | 2038 | 1.1041 | 13 | 12 | 11 | 10 | 2038-10-01 | 47.608 | 38.168 | 43.1201 | 34.5699 | 8 | 85% | 0.47275 | 0.47275 | 0.47275 | 26.22 | 26.22 | 26.22
[6 empty] | 2037 | 2037-06-01 | 24.3499 | 21.58 | 2.7699 | 2038 | 1.1041 | 13 | 12 | 11 | 11 | 2038-11-01 | 74.1132 | 64.7534 | 67.1266 | 58.6492 | 8 | 85% | -0.36137 | -0.36137 | -0.36137 | 26.22 | 26.22 | 26.22
[6 empty] | 2037 | 2037-07-01 | 24.3499 | 21.58 | 2.7699 | 2038 | 1.1041 | 13 | 12 | 11 | 12 | 2038-12-01 | 131.8652 | 109.9596 | 119.4343 | 99.5938 | 8 | 85% | 0.43715 | 0.43715 | 0.43715 | 26.22 | 26.22 | 26.22
[6 empty] | 2037 | 2037-08-01 | 24.3499 | 21.58 | 2.7699 | 2039 | 1.1262 | 14 | 13 | 12 | 1 | 2039-01-01 | 174.0639 | 138.269 | 154.5637 | 122.7789 | 8 | 85% | 1.9708 | 1.9918 | 1.9918 | 25.944 | 26.22 | 26.22
[6 empty] | 2037 | 2037-09-01 | 24.3499 | 21.58 | 2.7699 | 2039 | 1.1262 | 14 | 13 | 12 | 2 | 2039-02-01 | 162.2258 | 129.8607 | 144.0519 | 115.3126 | 8 | 85% | 1.6342 | 1.6516 | 1.6516 | 25.944 | 26.22 | 26.22
[6 empty] | 2037 | 2037-10-01 | 24.3499 | 21.58 | 2.7699 | 2039 | 1.1262 | 14 | 13 | 12 | 3 | 2039-03-01 | 67.2988 | 58.5617 | 59.7594 | 52.0011 | 8 | 85% | -0.27628 | -0.27922 | -0.27922 | 25.944 | 26.22 | 26.22
[6 empty] | 2037 | 2037-11-01 | 24.3499 | 21.58 | 2.7699 | 2039 | 1.1262 | 14 | 13 | 12 | 4 | 2039-04-01 | 44.8768 | 37.8571 | 39.8493 | 33.616 | 8 | 85% | 0.058634 | 0.059257 | 0.059257 | 25.944 | 26.22 | 26.22
[6 empty] | 2037 | 2037-12-01 | 24.3499 | 21.58 | 2.7699 | 2039 | 1.1262 | 14 | 13 | 12 | 5 | 2039-05-01 | 36.6036 | 31.2228 | 32.5029 | 27.725 | 8 | 85% | -0.022336 | -0.022574 | -0.022574 | 25.944 | 26.22 | 26.22
[6 empty] | 2038 | 2038-01-01 | 24.6699 | 21.9 | 2.7699 | 2039 | 1.1262 | 14 | 13 | 12 | 6 | 2039-06-01 | 44.7729 | 37.6121 | 39.757 | 33.3984 | 8 | 85% | 0.090524 | 0.091487 | 0.091487 | 25.944 | 26.22 | 26.22
[6 empty] | 2038 | 2038-02-01 | 24.7253 | 21.9 | 2.8253 | 2039 | 1.1262 | 14 | 13 | 12 | 7 | 2039-07-01 | 54.368 | 43.1105 | 48.2773 | 38.2809 | 8 | 85% | 0.63127 | 0.63798 | 0.63798 | 25.944 | 26.22 | 26.22
[6 empty] | 2038 | 2038-03-01 | 24.7253 | 21.9 | 2.8253 | 2039 | 1.1262 | 14 | 13 | 12 | 8 | 2039-08-01 | 54.8641 | 43.5344 | 48.7177 | 38.6573 | 8 | 85% | 0.63081 | 0.63752 | 0.63752 | 25.944 | 26.22 | 26.22
[6 empty] | 2038 | 2038-04-01 | 24.7253 | 21.9 | 2.8253 | 2039 | 1.1262 | 14 | 13 | 12 | 9 | 2039-09-01 | 44.4786 | 38.3088 | 39.4958 | 34.0171 | 8 | 85% | -0.10213 | -0.10322 | -0.10322 | 25.944 | 26.22 | 26.22
[6 empty] | 2038 | 2038-05-01 | 24.7253 | 21.9 | 2.8253 | 2039 | 1.1262 | 14 | 13 | 12 | 10 | 2039-10-01 | 48.5602 | 38.9314 | 43.1201 | 34.5699 | 8 | 85% | 0.47712 | 0.4822 | 0.4822 | 25.944 | 26.22 | 26.22
[6 empty] | 2038 | 2038-06-01 | 24.7253 | 21.9 | 2.8253 | 2039 | 1.1262 | 14 | 13 | 12 | 11 | 2039-11-01 | 75.5954 | 66.0485 | 67.1266 | 58.6492 | 8 | 85% | -0.36472 | -0.3686 | -0.3686 | 25.944 | 26.22 | 26.22
[6 empty] | 2038 | 2038-07-01 | 24.7253 | 21.9 | 2.8253 | 2039 | 1.1262 | 14 | 13 | 12 | 12 | 2039-12-01 | 134.5025 | 112.1588 | 119.4343 | 99.5938 | 8 | 85% | 0.4412 | 0.4459 | 0.4459 | 25.944 | 26.22 | 26.22
[6 empty] | 2038 | 2038-08-01 | 24.7253 | 21.9 | 2.8253 | 2040 | 1.1487 | 15 | 14 | 13 | 1 | 2040-01-01 | 177.5451 | 141.0343 | 154.5637 | 122.7789 | 8 | 85% | 1.9888 | 2.0102 | 2.0316 | 25.668 | 25.944 | 26.22
[6 empty] | 2038 | 2038-09-01 | 24.7253 | 21.9 | 2.8253 | 2040 | 1.1487 | 15 | 14 | 13 | 2 | 2040-02-01 | 165.4703 | 132.4579 | 144.0519 | 115.3126 | 8 | 85% | 1.6492 | 1.6669 | 1.6846 | 25.668 | 25.944 | 26.22
[6 empty] | 2038 | 2038-10-01 | 24.7253 | 21.9 | 2.8253 | 2040 | 1.1487 | 15 | 14 | 13 | 3 | 2040-03-01 | 68.6447 | 59.7329 | 59.7594 | 52.0011 | 8 | 85% | -0.27881 | -0.28181 | -0.2848 | 25.668 | 25.944 | 26.22
[6 empty] | 2038 | 2038-11-01 | 24.7253 | 21.9 | 2.8253 | 2040 | 1.1487 | 15 | 14 | 13 | 4 | 2040-04-01 | 45.7743 | 38.6143 | 39.8493 | 33.616 | 8 | 85% | 0.05917 | 0.059806 | 0.060443 | 25.668 | 25.944 | 26.22
[6 empty] | 2038 | 2038-12-01 | 24.7253 | 21.9 | 2.8253 | 2040 | 1.1487 | 15 | 14 | 13 | 5 | 2040-05-01 | 37.3357 | 31.8473 | 32.5029 | 27.725 | 8 | 85% | -0.02254 | -0.022783 | -0.023025 | 25.668 | 25.944 | 26.22
[6 empty] | 2039 | 2039-01-01 | 25.0553 | 22.23 | 2.8253 | 2040 | 1.1487 | 15 | 14 | 13 | 6 | 2040-06-01 | 45.6683 | 38.3643 | 39.757 | 33.3984 | 8 | 85% | 0.091352 | 0.092334 | 0.093317 | 25.668 | 25.944 | 26.22
[6 empty] | 2039 | 2039-02-01 | 25.1118 | 22.23 | 2.8818 | 2040 | 1.1487 | 15 | 14 | 13 | 7 | 2040-07-01 | 55.4554 | 43.9727 | 48.2773 | 38.2809 | 8 | 85% | 0.63704 | 0.64389 | 0.65074 | 25.668 | 25.944 | 26.22
[6 empty] | 2039 | 2039-03-01 | 25.1118 | 22.23 | 2.8818 | 2040 | 1.1487 | 15 | 14 | 13 | 8 | 2040-08-01 | 55.9614 | 44.4051 | 48.7177 | 38.6573 | 8 | 85% | 0.63658 | 0.64343 | 0.65027 | 25.668 | 25.944 | 26.22
[6 empty] | 2039 | 2039-04-01 | 25.1118 | 22.23 | 2.8818 | 2040 | 1.1487 | 15 | 14 | 13 | 9 | 2040-09-01 | 45.3682 | 39.0749 | 39.4958 | 34.0171 | 8 | 85% | -0.10307 | -0.10418 | -0.10528 | 25.668 | 25.944 | 26.22
[6 empty] | 2039 | 2039-05-01 | 25.1118 | 22.23 | 2.8818 | 2040 | 1.1487 | 15 | 14 | 13 | 10 | 2040-10-01 | 49.5314 | 39.71 | 43.1201 | 34.5699 | 8 | 85% | 0.48149 | 0.48667 | 0.49184 | 25.668 | 25.944 | 26.22
[6 empty] | 2039 | 2039-06-01 | 25.1118 | 22.23 | 2.8818 | 2040 | 1.1487 | 15 | 14 | 13 | 11 | 2040-11-01 | 77.1073 | 67.3695 | 67.1266 | 58.6492 | 8 | 85% | -0.36806 | -0.37201 | -0.37597 | 25.668 | 25.944 | 26.22
[6 empty] | 2039 | 2039-07-01 | 25.1118 | 22.23 | 2.8818 | 2040 | 1.1487 | 15 | 14 | 13 | 12 | 2040-12-01 | 137.1925 | 114.402 | 119.4343 | 99.5938 | 8 | 85% | 0.44524 | 0.45003 | 0.45481 | 25.668 | 25.944 | 26.22
[6 empty] | 2039 | 2039-08-01 | 25.1118 | 22.23 | 2.8818 | 2041 | 1.1717 | 16 | 15 | 14 | 1 | 2041-01-01 | 181.096 | 143.855 | 154.5637 | 122.7789 | 8 | 85% | 2.0286 | 2.0286 | 2.0504 | 25.668 | 25.668 | 25.944
[6 empty] | 2039 | 2039-09-01 | 25.1118 | 22.23 | 2.8818 | 2041 | 1.1717 | 16 | 15 | 14 | 2 | 2041-02-01 | 168.7798 | 135.1071 | 144.0519 | 115.3126 | 8 | 85% | 1.6821 | 1.6821 | 1.7002 | 25.668 | 25.668 | 25.944
[6 empty] | 2039 | 2039-10-01 | 25.1118 | 22.23 | 2.8818 | 2041 | 1.1717 | 16 | 15 | 14 | 3 | 2041-03-01 | 70.0176 | 60.9276 | 59.7594 | 52.0011 | 8 | 85% | -0.28438 | -0.28438 | -0.28744 | 25.668 | 25.668 | 25.944
[6 empty] | 2039 | 2039-11-01 | 25.1118 | 22.23 | 2.8818 | 2041 | 1.1717 | 16 | 15 | 14 | 4 | 2041-04-01 | 46.6898 | 39.3866 | 39.8493 | 33.616 | 8 | 85% | 0.060353 | 0.060353 | 0.061002 | 25.668 | 25.668 | 25.944
[6 empty] | 2039 | 2039-12-01 | 25.1118 | 22.23 | 2.8818 | 2041 | 1.1717 | 16 | 15 | 14 | 5 | 2041-05-01 | 38.0824 | 32.4842 | 32.5029 | 27.725 | 8 | 85% | -0.022991 | -0.022991 | -0.023239 | 25.668 | 25.668 | 25.944
[6 empty] | 2040 | 2040-01-01 | 25.4418 | 22.56 | 2.8818 | 2041 | 1.1717 | 16 | 15 | 14 | 6 | 2041-06-01 | 46.5817 | 39.1316 | 39.757 | 33.3984 | 8 | 85% | 0.093179 | 0.093179 | 0.094181 | 25.668 | 25.668 | 25.944
[6 empty] | 2040 | 2040-02-01 | 25.4995 | 22.56 | 2.9395 | 2041 | 1.1717 | 16 | 15 | 14 | 7 | 2041-07-01 | 56.5645 | 44.8522 | 48.2773 | 38.2809 | 8 | 85% | 0.64978 | 0.64978 | 0.65677 | 25.668 | 25.668 | 25.944
[6 empty] | 2040 | 2040-03-01 | 25.4995 | 22.56 | 2.9395 | 2041 | 1.1717 | 16 | 15 | 14 | 8 | 2041-08-01 | 57.0806 | 45.2932 | 48.7177 | 38.6573 | 8 | 85% | 0.64932 | 0.64932 | 0.6563 | 25.668 | 25.668 | 25.944
[6 empty] | 2040 | 2040-04-01 | 25.4995 | 22.56 | 2.9395 | 2041 | 1.1717 | 16 | 15 | 14 | 9 | 2041-09-01 | 46.2756 | 39.8564 | 39.4958 | 34.0171 | 8 | 85% | -0.10513 | -0.10513 | -0.10626 | 25.668 | 25.668 | 25.944
[6 empty] | 2040 | 2040-05-01 | 25.4995 | 22.56 | 2.9395 | 2041 | 1.1717 | 16 | 15 | 14 | 10 | 2041-10-01 | 50.522 | 40.5042 | 43.1201 | 34.5699 | 8 | 85% | 0.49112 | 0.49112 | 0.4964 | 25.668 | 25.668 | 25.944
[6 empty] | 2040 | 2040-06-01 | 25.4995 | 22.56 | 2.9395 | 2041 | 1.1717 | 16 | 15 | 14 | 11 | 2041-11-01 | 78.6495 | 68.7169 | 67.1266 | 58.6492 | 8 | 85% | -0.37542 | -0.37542 | -0.37945 | 25.668 | 25.668 | 25.944
[6 empty] | 2040 | 2040-07-01 | 25.4995 | 22.56 | 2.9395 | 2041 | 1.1717 | 16 | 15 | 14 | 12 | 2041-12-01 | 139.9364 | 116.69 | 119.4343 | 99.5938 | 8 | 85% | 0.45414 | 0.45414 | 0.45903 | 25.668 | 25.668 | 25.944
[6 empty] | 2040 | 2040-08-01 | 25.4995 | 22.56 | 2.9395 | 2042 | 1.1951 | 17 | 16 | 15 | 1 | 2042-01-01 | 184.718 | 146.7321 | 154.5637 | 122.7789 | 8 | 85% | 2.0469 | 2.0692 | 2.0692 | 25.392 | 25.668 | 25.668
[6 empty] | 2040 | 2040-09-01 | 25.4995 | 22.56 | 2.9395 | 2042 | 1.1951 | 17 | 16 | 15 | 2 | 2042-02-01 | 172.1554 | 137.8092 | 144.0519 | 115.3126 | 8 | 85% | 1.6973 | 1.7158 | 1.7158 | 25.392 | 25.668 | 25.668
[6 empty] | 2040 | 2040-10-01 | 25.4995 | 22.56 | 2.9395 | 2042 | 1.1951 | 17 | 16 | 15 | 3 | 2042-03-01 | 71.418 | 62.1462 | 59.7594 | 52.0011 | 8 | 85% | -0.28695 | -0.29007 | -0.29007 | 25.392 | 25.668 | 25.668
[6 empty] | 2040 | 2040-11-01 | 25.4995 | 22.56 | 2.9395 | 2042 | 1.1951 | 17 | 16 | 15 | 4 | 2042-04-01 | 47.6236 | 40.1743 | 39.8493 | 33.616 | 8 | 85% | 0.060899 | 0.061561 | 0.061561 | 25.392 | 25.668 | 25.668
[6 empty] | 2040 | 2040-12-01 | 25.4995 | 22.56 | 2.9395 | 2042 | 1.1951 | 17 | 16 | 15 | 5 | 2042-05-01 | 38.844 | 33.1339 | 32.5029 | 27.725 | 8 | 85% | -0.023199 | -0.023451 | -0.023451 | 25.392 | 25.668 | 25.668
[6 empty] | 2041 | 2041-01-01 | 25.8395 | 22.9 | 2.9395 | 2042 | 1.1951 | 17 | 16 | 15 | 6 | 2042-06-01 | 47.5133 | 39.9142 | 39.757 | 33.3984 | 8 | 85% | 0.094021 | 0.095043 | 0.095043 | 25.392 | 25.668 | 25.668
[6 empty] | 2041 | 2041-02-01 | 25.8983 | 22.9 | 2.9983 | 2042 | 1.1951 | 17 | 16 | 15 | 7 | 2042-07-01 | 57.6958 | 45.7492 | 48.2773 | 38.2809 | 8 | 85% | 0.65565 | 0.66278 | 0.66278 | 25.392 | 25.668 | 25.668
[6 empty] | 2041 | 2041-03-01 | 25.8983 | 22.9 | 2.9983 | 2042 | 1.1951 | 17 | 16 | 15 | 8 | 2042-08-01 | 58.2222 | 46.199 | 48.7177 | 38.6573 | 8 | 85% | 0.65518 | 0.6623 | 0.6623 | 25.392 | 25.668 | 25.668
[6 empty] | 2041 | 2041-04-01 | 25.8983 | 22.9 | 2.9983 | 2042 | 1.1951 | 17 | 16 | 15 | 9 | 2042-09-01 | 47.2011 | 40.6536 | 39.4958 | 34.0171 | 8 | 85% | -0.10608 | -0.10723 | -0.10723 | 25.392 | 25.668 | 25.668
[6 empty] | 2041 | 2041-05-01 | 25.8983 | 22.9 | 2.9983 | 2042 | 1.1951 | 17 | 16 | 15 | 10 | 2042-10-01 | 51.5325 | 41.3143 | 43.1201 | 34.5699 | 8 | 85% | 0.49556 | 0.50094 | 0.50094 | 25.392 | 25.668 | 25.668
[6 empty] | 2041 | 2041-06-01 | 25.8983 | 22.9 | 2.9983 | 2042 | 1.1951 | 17 | 16 | 15 | 11 | 2042-11-01 | 80.2225 | 70.0912 | 67.1266 | 58.6492 | 8 | 85% | -0.37881 | -0.38293 | -0.38293 | 25.392 | 25.668 | 25.668
[6 empty] | 2041 | 2041-07-01 | 25.8983 | 22.9 | 2.9983 | 2042 | 1.1951 | 17 | 16 | 15 | 12 | 2042-12-01 | 142.7351 | 119.0238 | 119.4343 | 99.5938 | 8 | 85% | 0.45825 | 0.46323 | 0.46323 | 25.392 | 25.668 | 25.668
[6 empty] | 2041 | 2041-08-01 | 25.8983 | 22.9 | 2.9983 | 2043 | 1.219 | 18 | 17 | 16 | 1 | 2043-01-01 | 188.4123 | 149.6668 | 154.5637 | 122.7789 | 8 | 85% | 2.0879 | 2.0879 | 2.1106 | 25.392 | 25.392 | 25.668
[6 empty] | 2041 | 2041-09-01 | 25.8983 | 22.9 | 2.9983 | 2043 | 1.219 | 18 | 17 | 16 | 2 | 2043-02-01 | 175.5985 | 140.5654 | 144.0519 | 115.3126 | 8 | 85% | 1.7313 | 1.7313 | 1.7501 | 25.392 | 25.392 | 25.668
[6 empty] | 2041 | 2041-10-01 | 25.8983 | 22.9 | 2.9983 | 2043 | 1.219 | 18 | 17 | 16 | 3 | 2043-03-01 | 72.8463 | 63.3891 | 59.7594 | 52.0011 | 8 | 85% | -0.29269 | -0.29269 | -0.29587 | 25.392 | 25.392 | 25.668
[6 empty] | 2041 | 2041-11-01 | 25.8983 | 22.9 | 2.9983 | 2043 | 1.219 | 18 | 17 | 16 | 4 | 2043-04-01 | 48.5761 | 40.9778 | 39.8493 | 33.616 | 8 | 85% | 0.062117 | 0.062117 | 0.062792 | 25.392 | 25.392 | 25.668
[6 empty] | 2041 | 2041-12-01 | 25.8983 | 22.9 | 2.9983 | 2043 | 1.219 | 18 | 17 | 16 | 5 | 2043-05-01 | 39.6209 | 33.7966 | 32.5029 | 27.725 | 8 | 85% | -0.023663 | -0.023663 | -0.02392 | 25.392 | 25.392 | 25.668
[6 empty] | 2042 | 2042-01-01 | 26.2483 | 23.25 | 2.9983 | 2043 | 1.219 | 18 | 17 | 16 | 6 | 2043-06-01 | 48.4636 | 40.7125 | 39.757 | 33.3984 | 8 | 85% | 0.095901 | 0.095901 | 0.096944 | 25.392 | 25.392 | 25.668
[6 empty] | 2042 | 2042-02-01 | 26.3082 | 23.25 | 3.0582 | 2043 | 1.219 | 18 | 17 | 16 | 7 | 2043-07-01 | 58.8497 | 46.6642 | 48.2773 | 38.2809 | 8 | 85% | 0.66876 | 0.66876 | 0.67603 | 25.392 | 25.392 | 25.668
[6 empty] | 2042 | 2042-03-01 | 26.3082 | 23.25 | 3.0582 | 2043 | 1.219 | 18 | 17 | 16 | 8 | 2043-08-01 | 59.3866 | 47.123 | 48.7177 | 38.6573 | 8 | 85% | 0.66828 | 0.66828 | 0.67555 | 25.392 | 25.392 | 25.668
[6 empty] | 2042 | 2042-04-01 | 26.3082 | 23.25 | 3.0582 | 2043 | 1.219 | 18 | 17 | 16 | 9 | 2043-09-01 | 48.1451 | 41.4666 | 39.4958 | 34.0171 | 8 | 85% | -0.1082 | -0.1082 | -0.10938 | 25.392 | 25.392 | 25.668
[6 empty] | 2042 | 2042-05-01 | 26.3082 | 23.25 | 3.0582 | 2043 | 1.219 | 18 | 17 | 16 | 10 | 2043-10-01 | 52.5631 | 42.1406 | 43.1201 | 34.5699 | 8 | 85% | 0.50547 | 0.50547 | 0.51096 | 25.392 | 25.392 | 25.668
[6 empty] | 2042 | 2042-06-01 | 26.3082 | 23.25 | 3.0582 | 2043 | 1.219 | 18 | 17 | 16 | 11 | 2043-11-01 | 81.8269 | 71.493 | 67.1266 | 58.6492 | 8 | 85% | -0.38638 | -0.38638 | -0.39058 | 25.392 | 25.392 | 25.668
[6 empty] | 2042 | 2042-07-01 | 26.3082 | 23.25 | 3.0582 | 2043 | 1.219 | 18 | 17 | 16 | 12 | 2043-12-01 | 145.5898 | 121.4043 | 119.4343 | 99.5938 | 8 | 85% | 0.46741 | 0.46741 | 0.47249 | 25.392 | 25.392 | 25.668
[6 empty] | 2042 | 2042-08-01 | 26.3082 | 23.25 | 3.0582 | 2044 | 1.2434 | 19 | 18 | 17 | 1 | 2044-01-01 | 192.1806 | 152.6601 | 154.5637 | 122.7789 | 8 | 85% | 2.1065 | 2.1296 | 2.1296 | 25.116 | 25.392 | 25.392
[6 empty] | 2042 | 2042-09-01 | 26.3082 | 23.25 | 3.0582 | 2044 | 1.2434 | 19 | 18 | 17 | 2 | 2044-02-01 | 179.1104 | 143.3767 | 144.0519 | 115.3126 | 8 | 85% | 1.7467 | 1.7659 | 1.7659 | 25.116 | 25.392 | 25.392
[6 empty] | 2042 | 2042-10-01 | 26.3082 | 23.25 | 3.0582 | 2044 | 1.2434 | 19 | 18 | 17 | 3 | 2044-03-01 | 74.3033 | 64.6569 | 59.7594 | 52.0011 | 8 | 85% | -0.2953 | -0.29855 | -0.29855 | 25.116 | 25.392 | 25.392
[6 empty] | 2042 | 2042-11-01 | 26.3082 | 23.25 | 3.0582 | 2044 | 1.2434 | 19 | 18 | 17 | 4 | 2044-04-01 | 49.5476 | 41.7973 | 39.8493 | 33.616 | 8 | 85% | 0.06267 | 0.063359 | 0.063359 | 25.116 | 25.392 | 25.392
[6 empty] | 2042 | 2042-12-01 | 26.3082 | 23.25 | 3.0582 | 2044 | 1.2434 | 19 | 18 | 17 | 5 | 2044-05-01 | 40.4133 | 34.4725 | 32.5029 | 27.725 | 8 | 85% | -0.023874 | -0.024136 | -0.024136 | 25.116 | 25.392 | 25.392
[6 empty] | 2043 | 2043-01-01 | 26.6582 | 23.6 | 3.0582 | 2044 | 1.2434 | 19 | 18 | 17 | 6 | 2044-06-01 | 49.4329 | 41.5268 | 39.757 | 33.3984 | 8 | 85% | 0.096756 | 0.097819 | 0.097819 | 25.116 | 25.392 | 25.392
[6 empty] | 2043 | 2043-02-01 | 26.7194 | 23.6 | 3.1194 | 2044 | 1.2434 | 19 | 18 | 17 | 7 | 2044-07-01 | 60.0267 | 47.5975 | 48.2773 | 38.2809 | 8 | 85% | 0.67473 | 0.68214 | 0.68214 | 25.116 | 25.392 | 25.392
[6 empty] | 2043 | 2043-03-01 | 26.7194 | 23.6 | 3.1194 | 2044 | 1.2434 | 19 | 18 | 17 | 8 | 2044-08-01 | 60.5744 | 48.0655 | 48.7177 | 38.6573 | 8 | 85% | 0.67424 | 0.68165 | 0.68165 | 25.116 | 25.392 | 25.392
[6 empty] | 2043 | 2043-04-01 | 26.7194 | 23.6 | 3.1194 | 2044 | 1.2434 | 19 | 18 | 17 | 9 | 2044-09-01 | 49.108 | 42.296 | 39.4958 | 34.0171 | 8 | 85% | -0.10916 | -0.11036 | -0.11036 | 25.116 | 25.392 | 25.392
[6 empty] | 2043 | 2043-05-01 | 26.7194 | 23.6 | 3.1194 | 2044 | 1.2434 | 19 | 18 | 17 | 10 | 2044-10-01 | 53.6144 | 42.9834 | 43.1201 | 34.5699 | 8 | 85% | 0.50997 | 0.51558 | 0.51558 | 25.116 | 25.392 | 25.392
[6 empty] | 2043 | 2043-06-01 | 26.7194 | 23.6 | 3.1194 | 2044 | 1.2434 | 19 | 18 | 17 | 11 | 2044-11-01 | 83.4634 | 72.9229 | 67.1266 | 58.6492 | 8 | 85% | -0.38983 | -0.39411 | -0.39411 | 25.116 | 25.392 | 25.392
[6 empty] | 2043 | 2043-07-01 | 26.7194 | 23.6 | 3.1194 | 2044 | 1.2434 | 19 | 18 | 17 | 12 | 2044-12-01 | 148.5016 | 123.8324 | 119.4343 | 99.5938 | 8 | 85% | 0.47158 | 0.47676 | 0.47676 | 25.116 | 25.392 | 25.392
[6 empty] | 2043 | 2043-08-01 | 26.7194 | 23.6 | 3.1194 | 2045 | 1.2682 | 20 | 19 | 18 | 1 | 2045-01-01 | 196.0242 | 155.7133 | 154.5637 | 122.7789 | 8 | 85% | 2.1486 | 2.1486 | 2.1722 | 25.116 | 25.116 | 25.392
[6 empty] | 2043 | 2043-09-01 | 26.7194 | 23.6 | 3.1194 | 2045 | 1.2682 | 20 | 19 | 18 | 2 | 2045-02-01 | 182.6926 | 146.2443 | 144.0519 | 115.3126 | 8 | 85% | 1.7817 | 1.7817 | 1.8012 | 25.116 | 25.116 | 25.392
[6 empty] | 2043 | 2043-10-01 | 26.7194 | 23.6 | 3.1194 | 2045 | 1.2682 | 20 | 19 | 18 | 3 | 2045-03-01 | 75.7893 | 65.95 | 59.7594 | 52.0011 | 8 | 85% | -0.30121 | -0.30121 | -0.30452 | 25.116 | 25.116 | 25.392
[6 empty] | 2043 | 2043-11-01 | 26.7194 | 23.6 | 3.1194 | 2045 | 1.2682 | 20 | 19 | 18 | 4 | 2045-04-01 | 50.5386 | 42.6333 | 39.8493 | 33.616 | 8 | 85% | 0.063924 | 0.063924 | 0.064626 | 25.116 | 25.116 | 25.392
[6 empty] | 2043 | 2043-12-01 | 26.7194 | 23.6 | 3.1194 | 2045 | 1.2682 | 20 | 19 | 18 | 5 | 2045-05-01 | 41.2216 | 35.162 | 32.5029 | 27.725 | 8 | 85% | -0.024351 | -0.024351 | -0.024619 | 25.116 | 25.116 | 25.392
[6 empty] | 2044 | 2044-01-01 | 27.0694 | 23.95 | 3.1194 | 2045 | 1.2682 | 20 | 19 | 18 | 6 | 2045-06-01 | 50.4215 | 42.3573 | 39.757 | 33.3984 | 8 | 85% | 0.098691 | 0.098691 | 0.099776 | 25.116 | 25.116 | 25.392
[6 empty] | 2044 | 2044-02-01 | 27.1318 | 23.95 | 3.1818 | 2045 | 1.2682 | 20 | 19 | 18 | 7 | 2045-07-01 | 61.2272 | 48.5494 | 48.2773 | 38.2809 | 8 | 85% | 0.68822 | 0.68822 | 0.69578 | 25.116 | 25.116 | 25.392
[6 empty] | 2044 | 2044-03-01 | 27.1318 | 23.95 | 3.1818 | 2045 | 1.2682 | 20 | 19 | 18 | 8 | 2045-08-01 | 61.7859 | 49.0268 | 48.7177 | 38.6573 | 8 | 85% | 0.68773 | 0.68773 | 0.69528 | 25.116 | 25.116 | 25.392
[6 empty] | 2044 | 2044-04-01 | 27.1318 | 23.95 | 3.1818 | 2045 | 1.2682 | 20 | 19 | 18 | 9 | 2045-09-01 | 50.0902 | 43.1419 | 39.4958 | 34.0171 | 8 | 85% | -0.11135 | -0.11135 | -0.11257 | 25.116 | 25.116 | 25.392
[6 empty] | 2044 | 2044-05-01 | 27.1318 | 23.95 | 3.1818 | 2045 | 1.2682 | 20 | 19 | 18 | 10 | 2045-10-01 | 54.6867 | 43.843 | 43.1201 | 34.5699 | 8 | 85% | 0.52017 | 0.52017 | 0.52589 | 25.116 | 25.116 | 25.392
[6 empty] | 2044 | 2044-06-01 | 27.1318 | 23.95 | 3.1818 | 2045 | 1.2682 | 20 | 19 | 18 | 11 | 2045-11-01 | 85.1327 | 74.3813 | 67.1266 | 58.6492 | 8 | 85% | -0.39762 | -0.39762 | -0.40199 | 25.116 | 25.116 | 25.392
[6 empty] | 2044 | 2044-07-01 | 27.1318 | 23.95 | 3.1818 | 2045 | 1.2682 | 20 | 19 | 18 | 12 | 2045-12-01 | 151.4716 | 126.3091 | 119.4343 | 99.5938 | 8 | 85% | 0.48101 | 0.48101 | 0.48629 | 25.116 | 25.116 | 25.392
[6 empty] | 2044 | 2044-08-01 | 27.1318 | 23.95 | 3.1818 | 2046 | 1.2936 | 21 | 20 | 19 | 1 | 2046-01-01 | 199.9447 | 158.8276 | 154.5637 | 122.7789 | 8 | 85% | 0 | 2.1916 | 2.1916 | 0 | 25.116 | 25.116
[6 empty] | 2044 | 2044-09-01 | 27.1318 | 23.95 | 3.1818 | 2046 | 1.2936 | 21 | 20 | 19 | 2 | 2046-02-01 | 186.3465 | 149.1692 | 144.0519 | 115.3126 | 8 | 85% | 0 | 1.8173 | 1.8173 | 0 | 25.116 | 25.116
[6 empty] | 2044 | 2044-10-01 | 27.1318 | 23.95 | 3.1818 | 2046 | 1.2936 | 21 | 20 | 19 | 3 | 2046-03-01 | 77.3051 | 67.269 | 59.7594 | 52.0011 | 8 | 85% | 0 | -0.30723 | -0.30723 | 0 | 25.116 | 25.116
[6 empty] | 2044 | 2044-11-01 | 27.1318 | 23.95 | 3.1818 | 2046 | 1.2936 | 21 | 20 | 19 | 4 | 2046-04-01 | 51.5493 | 43.4859 | 39.8493 | 33.616 | 8 | 85% | 0 | 0.065202 | 0.065202 | 0 | 25.116 | 25.116
[6 empty] | 2044 | 2044-12-01 | 27.1318 | 23.95 | 3.1818 | 2046 | 1.2936 | 21 | 20 | 19 | 5 | 2046-05-01 | 42.046 | 35.8652 | 32.5029 | 27.725 | 8 | 85% | 0 | -0.024838 | -0.024838 | 0 | 25.116 | 25.116
[6 empty] | 2045 | 2045-01-01 | 27.4918 | 24.31 | 3.1818 | 2046 | 1.2936 | 21 | 20 | 19 | 6 | 2046-06-01 | 51.43 | 43.2044 | 39.757 | 33.3984 | 8 | 85% | 0 | 0.10066 | 0.10066 | 0 | 25.116 | 25.116
[6 empty] | 2045 | 2045-02-01 | 27.5554 | 24.31 | 3.2454 | 2046 | 1.2936 | 21 | 20 | 19 | 7 | 2046-07-01 | 62.4518 | 49.5204 | 48.2773 | 38.2809 | 8 | 85% | 0 | 0.70198 | 0.70198 | 0 | 25.116 | 25.116
[6 empty] | 2045 | 2045-03-01 | 27.5554 | 24.31 | 3.2454 | 2046 | 1.2936 | 21 | 20 | 19 | 8 | 2046-08-01 | 63.0216 | 50.0073 | 48.7177 | 38.6573 | 8 | 85% | 0 | 0.70148 | 0.70148 | 0 | 25.116 | 25.116
[6 empty] | 2045 | 2045-04-01 | 27.5554 | 24.31 | 3.2454 | 2046 | 1.2936 | 21 | 20 | 19 | 9 | 2046-09-01 | 51.092 | 44.0047 | 39.4958 | 34.0171 | 8 | 85% | 0 | -0.11358 | -0.11358 | 0 | 25.116 | 25.116
[6 empty] | 2045 | 2045-05-01 | 27.5554 | 24.31 | 3.2454 | 2046 | 1.2936 | 21 | 20 | 19 | 10 | 2046-10-01 | 55.7804 | 44.7199 | 43.1201 | 34.5699 | 8 | 85% | 0 | 0.53057 | 0.53057 | 0 | 25.116 | 25.116
[6 empty] | 2045 | 2045-06-01 | 27.5554 | 24.31 | 3.2454 | 2046 | 1.2936 | 21 | 20 | 19 | 11 | 2046-11-01 | 86.8354 | 75.869 | 67.1266 | 58.6492 | 8 | 85% | 0 | -0.40558 | -0.40558 | 0 | 25.116 | 25.116
[6 empty] | 2045 | 2045-07-01 | 27.5554 | 24.31 | 3.2454 | 2046 | 1.2936 | 21 | 20 | 19 | 12 | 2046-12-01 | 154.501 | 128.8352 | 119.4343 | 99.5938 | 8 | 85% | 0 | 0.49063 | 0.49063 | 0 | 25.116 | 25.116
[6 empty] | 2045 | 2045-08-01 | 27.5554 | 24.31 | 3.2454 | 2047 | 1.3195 | 22 | 21 | 20 | 1 | 2047-01-01 | 203.9436 | 162.0041 | 154.5637 | 122.7789 | 8 | 85% | 0 | 0 | 2.2354 | 0 | 0 | 25.116
[6 empty] | 2045 | 2045-09-01 | 27.5554 | 24.31 | 3.2454 | 2047 | 1.3195 | 22 | 21 | 20 | 2 | 2047-02-01 | 190.0734 | 152.1525 | 144.0519 | 115.3126 | 8 | 85% | 0 | 0 | 1.8536 | 0 | 0 | 25.116
[6 empty] | 2045 | 2045-10-01 | 27.5554 | 24.31 | 3.2454 | 2047 | 1.3195 | 22 | 21 | 20 | 3 | 2047-03-01 | 78.8512 | 68.6144 | 59.7594 | 52.0011 | 8 | 85% | 0 | 0 | -0.31338 | 0 | 0 | 25.116
[6 empty] | 2045 | 2045-11-01 | 27.5554 | 24.31 | 3.2454 | 2047 | 1.3195 | 22 | 21 | 20 | 4 | 2047-04-01 | 52.5803 | 44.3557 | 39.8493 | 33.616 | 8 | 85% | 0 | 0 | 0.066506 | 0 | 0 | 25.116
[6 empty] | 2045 | 2045-12-01 | 27.5554 | 24.31 | 3.2454 | 2047 | 1.3195 | 22 | 21 | 20 | 5 | 2047-05-01 | 42.8869 | 36.5825 | 32.5029 | 27.725 | 8 | 85% | 0 | 0 | -0.025335 | 0 | 0 | 25.116
[6 empty] | 2046 | 2046-01-01 | 27.9154 | 24.67 | 3.2454 | 2047 | 1.3195 | 22 | 21 | 20 | 6 | 2047-06-01 | 52.4586 | 44.0685 | 39.757 | 33.3984 | 8 | 85% | 0 | 0 | 0.10268 | 0 | 0 | 25.116
[6 empty] | 2046 | 2046-02-01 | 27.9803 | 24.67 | 3.3103 | 2047 | 1.3195 | 22 | 21 | 20 | 7 | 2047-07-01 | 63.7008 | 50.5108 | 48.2773 | 38.2809 | 8 | 85% | 0 | 0 | 0.71602 | 0 | 0 | 25.116
[6 empty] | 2046 | 2046-03-01 | 27.9803 | 24.67 | 3.3103 | 2047 | 1.3195 | 22 | 21 | 20 | 8 | 2047-08-01 | 64.282 | 51.0075 | 48.7177 | 38.6573 | 8 | 85% | 0 | 0 | 0.71551 | 0 | 0 | 25.116
[6 empty] | 2046 | 2046-04-01 | 27.9803 | 24.67 | 3.3103 | 2047 | 1.3195 | 22 | 21 | 20 | 9 | 2047-09-01 | 52.1138 | 44.8848 | 39.4958 | 34.0171 | 8 | 85% | 0 | 0 | -0.11585 | 0 | 0 | 25.116
[6 empty] | 2046 | 2046-05-01 | 27.9803 | 24.67 | 3.3103 | 2047 | 1.3195 | 22 | 21 | 20 | 10 | 2047-10-01 | 56.896 | 45.6143 | 43.1201 | 34.5699 | 8 | 85% | 0 | 0 | 0.54119 | 0 | 0 | 25.116
[6 empty] | 2046 | 2046-06-01 | 27.9803 | 24.67 | 3.3103 | 2047 | 1.3195 | 22 | 21 | 20 | 11 | 2047-11-01 | 88.5721 | 77.3863 | 67.1266 | 58.6492 | 8 | 85% | 0 | 0 | -0.41369 | 0 | 0 | 25.116
[6 empty] | 2046 | 2046-07-01 | 27.9803 | 24.67 | 3.3103 | 2047 | 1.3195 | 22 | 21 | 20 | 12 | 2047-12-01 | 157.5911 | 131.4119 | 119.4343 | 99.5938 | 8 | 85% | 0 | 0 | 0.50044 | 0 | 0 | 25.116
[6 empty] | 2046 | 2046-08-01 | 27.9803 | 24.67 | 3.3103 | 2048 | 1.3459 | 23 | 22 | 21 | 1 | 2048-01-01 | 208.0224 | 165.2442 | 154.5637 | 122.7789 | 8 | 85% | 0 | 0 | 0 | 0 | 0 | 0
[6 empty] | 2046 | 2046-09-01 | 27.9803 | 24.67 | 3.3103 | 2048 | 1.3459 | 23 | 22 | 21 | 2 | 2048-02-01 | 193.8749 | 155.1956 | 144.0519 | 115.3126 | 8 | 85% | 0 | 0 | 0 | 0 | 0 | 0
[6 empty] | 2046 | 2046-10-01 | 27.9803 | 24.67 | 3.3103 | 2048 | 1.3459 | 23 | 22 | 21 | 3 | 2048-03-01 | 80.4282 | 69.9867 | 59.7594 | 52.0011 | 8 | 85% | 0 | 0 | 0 | 0 | 0 | 0
[6 empty] | 2046 | 2046-11-01 | 27.9803 | 24.67 | 3.3103 | 2048 | 1.3459 | 23 | 22 | 21 | 4 | 2048-04-01 | 53.6319 | 45.2428 | 39.8493 | 33.616 | 8 | 85% | 0 | 0 | 0 | 0 | 0 | 0
[6 empty] | 2046 | 2046-12-01 | 27.9803 | 24.67 | 3.3103 | 2048 | 1.3459 | 23 | 22 | 21 | 5 | 2048-05-01 | 43.7447 | 37.3142 | 32.5029 | 27.725 | 8 | 85% | 0 | 0 | 0 | 0 | 0 | 0
[6 empty] | 2047 | 2047-01-01 | 28.3503 | 25.04 | 3.3103 | 2048 | 1.3459 | 23 | 22 | 21 | 6 | 2048-06-01 | 53.5077 | 44.9499 | 39.757 | 33.3984 | 8 | 85% | 0 | 0 | 0 | 0 | 0 | 0
[6 empty] | 2047 | 2047-02-01 | 28.4165 | 25.04 | 3.3765 | 2048 | 1.3459 | 23 | 22 | 21 | 7 | 2048-07-01 | 64.9748 | 51.5211 | 48.2773 | 38.2809 | 8 | 85% | 0 | 0 | 0 | 0 | 0 | 0
[6 empty] | 2047 | 2047-03-01 | 28.4165 | 25.04 | 3.3765 | 2048 | 1.3459 | 23 | 22 | 21 | 8 | 2048-08-01 | 65.5676 | 52.0276 | 48.7177 | 38.6573 | 8 | 85% | 0 | 0 | 0 | 0 | 0 | 0
[6 empty] | 2047 | 2047-04-01 | 28.4165 | 25.04 | 3.3765 | 2048 | 1.3459 | 23 | 22 | 21 | 9 | 2048-09-01 | 53.1561 | 45.7825 | 39.4958 | 34.0171 | 8 | 85% | 0 | 0 | 0 | 0 | 0 | 0
[6 empty] | 2047 | 2047-05-01 | 28.4165 | 25.04 | 3.3765 | 2048 | 1.3459 | 23 | 22 | 21 | 10 | 2048-10-01 | 58.0339 | 46.5266 | 43.1201 | 34.5699 | 8 | 85% | 0 | 0 | 0 | 0 | 0 | 0
[6 empty] | 2047 | 2047-06-01 | 28.4165 | 25.04 | 3.3765 | 2048 | 1.3459 | 23 | 22 | 21 | 11 | 2048-11-01 | 90.3435 | 78.9341 | 67.1266 | 58.6492 | 8 | 85% | 0 | 0 | 0 | 0 | 0 | 0
[6 empty] | 2047 | 2047-07-01 | 28.4165 | 25.04 | 3.3765 | 2048 | 1.3459 | 23 | 22 | 21 | 12 | 2048-12-01 | 160.7429 | 134.0402 | 119.4343 | 99.5938 | 8 | 85% | 0 | 0 | 0 | 0 | 0 | 0
[6 empty] | 2047 | 2047-08-01 | 28.4165 | 25.04 | 3.3765 | 2049 | 1.3728 | 24 | 23 | 22 | 1 | 2049-01-01 | 212.1829 | 168.5491 | 154.5637 | 122.7789 | 8 | 85% | 0 | 0 | 0 | 0 | 0 | 0
[6 empty] | 2047 | 2047-09-01 | 28.4165 | 25.04 | 3.3765 | 2049 | 1.3728 | 24 | 23 | 22 | 2 | 2049-02-01 | 197.7524 | 158.2995 | 144.0519 | 115.3126 | 8 | 85% | 0 | 0 | 0 | 0 | 0 | 0
[6 empty] | 2047 | 2047-10-01 | 28.4165 | 25.04 | 3.3765 | 2049 | 1.3728 | 24 | 23 | 22 | 3 | 2049-03-01 | 82.0368 | 71.3864 | 59.7594 | 52.0011 | 8 | 85% | 0 | 0 | 0 | 0 | 0 | 0
[6 empty] | 2047 | 2047-11-01 | 28.4165 | 25.04 | 3.3765 | 2049 | 1.3728 | 24 | 23 | 22 | 4 | 2049-04-01 | 54.7046 | 46.1476 | 39.8493 | 33.616 | 8 | 85% | 0 | 0 | 0 | 0 | 0 | 0
[6 empty] | 2047 | 2047-12-01 | 28.4165 | 25.04 | 3.3765 | 2049 | 1.3728 | 24 | 23 | 22 | 5 | 2049-05-01 | 44.6196 | 38.0604 | 32.5029 | 27.725 | 8 | 85% | 0 | 0 | 0 | 0 | 0 | 0
[6 empty] | 2048 | 2048-01-01 | 28.7965 | 25.42 | 3.3765 | 2049 | 1.3728 | 24 | 23 | 22 | 6 | 2049-06-01 | 54.5779 | 45.8489 | 39.757 | 33.3984 | 8 | 85% | 0 | 0 | 0 | 0 | 0 | 0
[6 empty] | 2048 | 2048-02-01 | 28.8641 | 25.42 | 3.4441 | 2049 | 1.3728 | 24 | 23 | 22 | 7 | 2049-07-01 | 66.2743 | 52.5515 | 48.2773 | 38.2809 | 8 | 85% | 0 | 0 | 0 | 0 | 0 | 0
[6 empty] | 2048 | 2048-03-01 | 28.8641 | 25.42 | 3.4441 | 2049 | 1.3728 | 24 | 23 | 22 | 8 | 2049-08-01 | 66.879 | 53.0682 | 48.7177 | 38.6573 | 8 | 85% | 0 | 0 | 0 | 0 | 0 | 0
[6 empty] | 2048 | 2048-04-01 | 28.8641 | 25.42 | 3.4441 | 2049 | 1.3728 | 24 | 23 | 22 | 9 | 2049-09-01 | 54.2192 | 46.6982 | 39.4958 | 34.0171 | 8 | 85% | 0 | 0 | 0 | 0 | 0 | 0
[6 empty] | 2048 | 2048-05-01 | 28.8641 | 25.42 | 3.4441 | 2049 | 1.3728 | 24 | 23 | 22 | 10 | 2049-10-01 | 59.1946 | 47.4571 | 43.1201 | 34.5699 | 8 | 85% | 0 | 0 | 0 | 0 | 0 | 0
[6 empty] | 2048 | 2048-06-01 | 28.8641 | 25.42 | 3.4441 | 2049 | 1.3728 | 24 | 23 | 22 | 11 | 2049-11-01 | 92.1504 | 80.5127 | 67.1266 | 58.6492 | 8 | 85% | 0 | 0 | 0 | 0 | 0 | 0
[6 empty] | 2048 | 2048-07-01 | 28.8641 | 25.42 | 3.4441 | 2049 | 1.3728 | 24 | 23 | 22 | 12 | 2049-12-01 | 163.9577 | 136.721 | 119.4343 | 99.5938 | 8 | 85% | 0 | 0 | 0 | 0 | 0 | 0
[6 empty] | 2048 | 2048-08-01 | 28.8641 | 25.42 | 3.4441 | 2050 | 1.4002 | 25 | 24 | 23 | 1 | 2050-01-01 | 216.4265 | 171.9201 | 154.5637 | 122.7789 | 8 | 85% | 0 | 0 | 0 | 0 | 0 | 0
[6 empty] | 2048 | 2048-09-01 | 28.8641 | 25.42 | 3.4441 | 2050 | 1.4002 | 25 | 24 | 23 | 2 | 2050-02-01 | 201.7074 | 161.4655 | 144.0519 | 115.3126 | 8 | 85% | 0 | 0 | 0 | 0 | 0 | 0
[6 empty] | 2048 | 2048-10-01 | 28.8641 | 25.42 | 3.4441 | 2050 | 1.4002 | 25 | 24 | 23 | 3 | 2050-03-01 | 83.6775 | 72.8141 | 59.7594 | 52.0011 | 8 | 85% | 0 | 0 | 0 | 0 | 0 | 0
[6 empty] | 2048 | 2048-11-01 | 28.8641 | 25.42 | 3.4441 | 2050 | 1.4002 | 25 | 24 | 23 | 4 | 2050-04-01 | 55.7987 | 47.0706 | 39.8493 | 33.616 | 8 | 85% | 0 | 0 | 0 | 0 | 0 | 0
[6 empty] | 2048 | 2048-12-01 | 28.8641 | 25.42 | 3.4441 | 2050 | 1.4002 | 25 | 24 | 23 | 5 | 2050-05-01 | 45.512 | 38.8216 | 32.5029 | 27.725 | 8 | 85% | 0 | 0 | 0 | 0 | 0 | 0
[6 empty] | 2049 | 2049-01-01 | 29.2441 | 25.8 | 3.4441 | 2050 | 1.4002 | 25 | 24 | 23 | 6 | 2050-06-01 | 55.6694 | 46.7659 | 39.757 | 33.3984 | 8 | 85% | 0 | 0 | 0 | 0 | 0 | 0
[6 empty] | 2049 | 2049-02-01 | 29.3129 | 25.8 | 3.5129 | 2050 | 1.4002 | 25 | 24 | 23 | 7 | 2050-07-01 | 67.5998 | 53.6025 | 48.2773 | 38.2809 | 8 | 85% | 0 | 0 | 0 | 0 | 0 | 0
[6 empty] | 2049 | 2049-03-01 | 29.3129 | 25.8 | 3.5129 | 2050 | 1.4002 | 25 | 24 | 23 | 8 | 2050-08-01 | 68.2166 | 54.1295 | 48.7177 | 38.6573 | 8 | 85% | 0 | 0 | 0 | 0 | 0 | 0
[6 empty] | 2049 | 2049-04-01 | 29.3129 | 25.8 | 3.5129 | 2050 | 1.4002 | 25 | 24 | 23 | 9 | 2050-09-01 | 55.3036 | 47.6321 | 39.4958 | 34.0171 | 8 | 85% | 0 | 0 | 0 | 0 | 0 | 0
[6 empty] | 2049 | 2049-05-01 | 29.3129 | 25.8 | 3.5129 | 2050 | 1.4002 | 25 | 24 | 23 | 10 | 2050-10-01 | 60.3785 | 48.4063 | 43.1201 | 34.5699 | 8 | 85% | 0 | 0 | 0 | 0 | 0 | 0
[6 empty] | 2049 | 2049-06-01 | 29.3129 | 25.8 | 3.5129 | 2050 | 1.4002 | 25 | 24 | 23 | 11 | 2050-11-01 | 93.9934 | 82.123 | 67.1266 | 58.6492 | 8 | 85% | 0 | 0 | 0 | 0 | 0 | 0
[6 empty] | 2049 | 2049-07-01 | 29.3129 | 25.8 | 3.5129 | 2050 | 1.4002 | 25 | 24 | 23 | 12 | 2050-12-01 | 167.2369 | 139.4554 | 119.4343 | 99.5938 | 8 | 85% | 0 | 0 | 0 | 0 | 0 | 0
[6 empty] | 2049 | 2049-08-01 | 29.3129 | 25.8 | 3.5129 | 2051 | 1.4282 | 26 | 25 | 24 | 1 | 2051-01-01 | 220.7551 | 175.3585 | 154.5637 | 122.7789 | 8 | 85% | 0 | 0 | 0 | 0 | 0 | 0
[6 empty] | 2049 | 2049-09-01 | 29.3129 | 25.8 | 3.5129 | 2051 | 1.4282 | 26 | 25 | 24 | 2 | 2051-02-01 | 205.7416 | 164.6948 | 144.0519 | 115.3126 | 8 | 85% | 0 | 0 | 0 | 0 | 0 | 0
[6 empty] | 2049 | 2049-10-01 | 29.3129 | 25.8 | 3.5129 | 2051 | 1.4282 | 26 | 25 | 24 | 3 | 2051-03-01 | 85.3511 | 74.2704 | 59.7594 | 52.0011 | 8 | 85% | 0 | 0 | 0 | 0 | 0 | 0
[6 empty] | 2049 | 2049-11-01 | 29.3129 | 25.8 | 3.5129 | 2051 | 1.4282 | 26 | 25 | 24 | 4 | 2051-04-01 | 56.9146 | 48.012 | 39.8493 | 33.616 | 8 | 85% | 0 | 0 | 0 | 0 | 0 | 0
[6 empty] | 2049 | 2049-12-01 | 29.3129 | 25.8 | 3.5129 | 2051 | 1.4282 | 26 | 25 | 24 | 5 | 2051-05-01 | 46.4222 | 39.5981 | 32.5029 | 27.725 | 8 | 85% | 0 | 0 | 0 | 0 | 0 | 0
[6 empty] | 2050 | 2050-01-01 | 29.7029 | 26.19 | 3.5129 | 2051 | 1.4282 | 26 | 25 | 24 | 6 | 2051-06-01 | 56.7828 | 47.7012 | 39.757 | 33.3984 | 8 | 85% | 0 | 0 | 0 | 0 | 0 | 0
[6 empty] | 2050 | 2050-02-01 | 29.7732 | 26.19 | 3.5832 | 2051 | 1.4282 | 26 | 25 | 24 | 7 | 2051-07-01 | 68.9518 | 54.6746 | 48.2773 | 38.2809 | 8 | 85% | 0 | 0 | 0 | 0 | 0 | 0
[6 empty] | 2050 | 2050-03-01 | 29.7732 | 26.19 | 3.5832 | 2051 | 1.4282 | 26 | 25 | 24 | 8 | 2051-08-01 | 69.5809 | 55.2121 | 48.7177 | 38.6573 | 8 | 85% | 0 | 0 | 0 | 0 | 0 | 0
[6 empty] | 2050 | 2050-04-01 | 29.7732 | 26.19 | 3.5832 | 2051 | 1.4282 | 26 | 25 | 24 | 9 | 2051-09-01 | 56.4097 | 48.5848 | 39.4958 | 34.0171 | 8 | 85% | 0 | 0 | 0 | 0 | 0 | 0
[6 empty] | 2050 | 2050-05-01 | 29.7732 | 26.19 | 3.5832 | 2051 | 1.4282 | 26 | 25 | 24 | 10 | 2051-10-01 | 61.5861 | 49.3744 | 43.1201 | 34.5699 | 8 | 85% | 0 | 0 | 0 | 0 | 0 | 0
[6 empty] | 2050 | 2050-06-01 | 29.7732 | 26.19 | 3.5832 | 2051 | 1.4282 | 26 | 25 | 24 | 11 | 2051-11-01 | 95.8733 | 83.7655 | 67.1266 | 58.6492 | 8 | 85% | 0 | 0 | 0 | 0 | 0 | 0
[6 empty] | 2050 | 2050-07-01 | 29.7732 | 26.19 | 3.5832 | 2051 | 1.4282 | 26 | 25 | 24 | 12 | 2051-12-01 | 170.5816 | 142.2445 | 119.4343 | 99.5938 | 8 | 85% | 0 | 0 | 0 | 0 | 0 | 0
[6 empty] | 2050 | 2050-08-01 | 29.7732 | 26.19 | 3.5832 | 2052 | 1.4568 | 27 | 26 | 25 | 1 | 2052-01-01 | 225.1702 | 178.8656 | 154.5637 | 122.7789 | 8 | 85% | 0 | 0 | 0 | 0 | 0 | 0
[6 empty] | 2050 | 2050-09-01 | 29.7732 | 26.19 | 3.5832 | 2052 | 1.4568 | 27 | 26 | 25 | 2 | 2052-02-01 | 209.8564 | 167.9887 | 144.0519 | 115.3126 | 8 | 85% | 0 | 0 | 0 | 0 | 0 | 0
[6 empty] | 2050 | 2050-10-01 | 29.7732 | 26.19 | 3.5832 | 2052 | 1.4568 | 27 | 26 | 25 | 3 | 2052-03-01 | 87.0581 | 75.7558 | 59.7594 | 52.0011 | 8 | 85% | 0 | 0 | 0 | 0 | 0 | 0
[6 empty] | 2050 | 2050-11-01 | 29.7732 | 26.19 | 3.5832 | 2052 | 1.4568 | 27 | 26 | 25 | 4 | 2052-04-01 | 58.0529 | 48.9722 | 39.8493 | 33.616 | 8 | 85% | 0 | 0 | 0 | 0 | 0 | 0
[6 empty] | 2050 | 2050-12-01 | 29.7732 | 26.19 | 3.5832 | 2052 | 1.4568 | 27 | 26 | 25 | 5 | 2052-05-01 | 47.3506 | 40.39 | 32.5029 | 27.725 | 8 | 85% | 0 | 0 | 0 | 0 | 0 | 0
[6 empty] | 2051 | 2051-01-01 | 30.1632 | 26.58 | 3.5832 | 2052 | 1.4568 | 27 | 26 | 25 | 6 | 2052-06-01 | 57.9185 | 48.6552 | 39.757 | 33.3984 | 8 | 85% | 0 | 0 | 0 | 0 | 0 | 0
[6 empty] | 2051 | 2051-02-01 | 30.2349 | 26.58 | 3.6549 | 2052 | 1.4568 | 27 | 26 | 25 | 7 | 2052-07-01 | 70.3309 | 55.768 | 48.2773 | 38.2809 | 8 | 85% | 0 | 0 | 0 | 0 | 0 | 0
[6 empty] | 2051 | 2051-03-01 | 30.2349 | 26.58 | 3.6549 | 2052 | 1.4568 | 27 | 26 | 25 | 8 | 2052-08-01 | 70.9725 | 56.3164 | 48.7177 | 38.6573 | 8 | 85% | 0 | 0 | 0 | 0 | 0 | 0
[6 empty] | 2051 | 2051-04-01 | 30.2349 | 26.58 | 3.6549 | 2052 | 1.4568 | 27 | 26 | 25 | 9 | 2052-09-01 | 57.5379 | 49.5565 | 39.4958 | 34.0171 | 8 | 85% | 0 | 0 | 0 | 0 | 0 | 0
[6 empty] | 2051 | 2051-05-01 | 30.2349 | 26.58 | 3.6549 | 2052 | 1.4568 | 27 | 26 | 25 | 10 | 2052-10-01 | 62.8178 | 50.3619 | 43.1201 | 34.5699 | 8 | 85% | 0 | 0 | 0 | 0 | 0 | 0
[6 empty] | 2051 | 2051-06-01 | 30.2349 | 26.58 | 3.6549 | 2052 | 1.4568 | 27 | 26 | 25 | 11 | 2052-11-01 | 97.7907 | 85.4408 | 67.1266 | 58.6492 | 8 | 85% | 0 | 0 | 0 | 0 | 0 | 0
[6 empty] | 2051 | 2051-07-01 | 30.2349 | 26.58 | 3.6549 | 2052 | 1.4568 | 27 | 26 | 25 | 12 | 2052-12-01 | 173.9933 | 145.0894 | 119.4343 | 99.5938 | 8 | 85% | 0 | 0 | 0 | 0 | 0 | 0
[6 empty] | 2051 | 2051-08-01 | 30.2349 | 26.58 | 3.6549 | 2053 | 1.4859 | 28 | 27 | 26 | 1 | 2053-01-01 | 229.6736 | 182.4429 | 154.5637 | 122.7789 | 8 | 85% | 0 | 0 | 0 | 0 | 0 | 0
[6 empty] | 2051 | 2051-09-01 | 30.2349 | 26.58 | 3.6549 | 2053 | 1.4859 | 28 | 27 | 26 | 2 | 2053-02-01 | 214.0535 | 171.3485 | 144.0519 | 115.3126 | 8 | 85% | 0 | 0 | 0 | 0 | 0 | 0
[6 empty] | 2051 | 2051-10-01 | 30.2349 | 26.58 | 3.6549 | 2053 | 1.4859 | 28 | 27 | 26 | 3 | 2053-03-01 | 88.7993 | 77.2709 | 59.7594 | 52.0011 | 8 | 85% | 0 | 0 | 0 | 0 | 0 | 0
[6 empty] | 2051 | 2051-11-01 | 30.2349 | 26.58 | 3.6549 | 2053 | 1.4859 | 28 | 27 | 26 | 4 | 2053-04-01 | 59.214 | 49.9517 | 39.8493 | 33.616 | 8 | 85% | 0 | 0 | 0 | 0 | 0 | 0
[6 empty] | 2051 | 2051-12-01 | 30.2349 | 26.58 | 3.6549 | 2053 | 1.4859 | 28 | 27 | 26 | 5 | 2053-05-01 | 48.2977 | 41.1978 | 32.5029 | 27.725 | 8 | 85% | 0 | 0 | 0 | 0 | 0 | 0
[6 empty] | 2052 | 2052-01-01 | 30.6349 | 26.98 | 3.6549 | 2053 | 1.4859 | 28 | 27 | 26 | 6 | 2053-06-01 | 59.0769 | 49.6283 | 39.757 | 33.3984 | 8 | 85% | 0 | 0 | 0 | 0 | 0 | 0
[6 empty] | 2052 | 2052-02-01 | 30.708 | 26.98 | 3.728 | 2053 | 1.4859 | 28 | 27 | 26 | 7 | 2053-07-01 | 71.7375 | 56.8834 | 48.2773 | 38.2809 | 8 | 85% | 0 | 0 | 0 | 0 | 0 | 0
[6 empty] | 2052 | 2052-03-01 | 30.708 | 26.98 | 3.728 | 2053 | 1.4859 | 28 | 27 | 26 | 8 | 2053-08-01 | 72.392 | 57.4427 | 48.7177 | 38.6573 | 8 | 85% | 0 | 0 | 0 | 0 | 0 | 0
[6 empty] | 2052 | 2052-04-01 | 30.708 | 26.98 | 3.728 | 2053 | 1.4859 | 28 | 27 | 26 | 9 | 2053-09-01 | 58.6886 | 50.5476 | 39.4958 | 34.0171 | 8 | 85% | 0 | 0 | 0 | 0 | 0 | 0
[6 empty] | 2052 | 2052-05-01 | 30.708 | 26.98 | 3.728 | 2053 | 1.4859 | 28 | 27 | 26 | 10 | 2053-10-01 | 64.0741 | 51.3691 | 43.1201 | 34.5699 | 8 | 85% | 0 | 0 | 0 | 0 | 0 | 0
[6 empty] | 2052 | 2052-06-01 | 30.708 | 26.98 | 3.728 | 2053 | 1.4859 | 28 | 27 | 26 | 11 | 2053-11-01 | 99.7465 | 87.1496 | 67.1266 | 58.6492 | 8 | 85% | 0 | 0 | 0 | 0 | 0 | 0
[6 empty] | 2052 | 2052-07-01 | 30.708 | 26.98 | 3.728 | 2053 | 1.4859 | 28 | 27 | 26 | 12 | 2053-12-01 | 177.4731 | 147.9912 | 119.4343 | 99.5938 | 8 | 85% | 0 | 0 | 0 | 0 | 0 | 0
[6 empty] | 2052 | 2052-08-01 | 30.708 | 26.98 | 3.728 | 2054 | 1.5157 | 29 | 28 | 27 | 1 | 2054-01-01 | 234.267 | 186.0918 | 154.5637 | 122.7789 | 8 | 85% | 0 | 0 | 0 | 0 | 0 | 0
[6 empty] | 2052 | 2052-09-01 | 30.708 | 26.98 | 3.728 | 2054 | 1.5157 | 29 | 28 | 27 | 2 | 2054-02-01 | 218.3346 | 174.7754 | 144.0519 | 115.3126 | 8 | 85% | 0 | 0 | 0 | 0 | 0 | 0
[6 empty] | 2052 | 2052-10-01 | 30.708 | 26.98 | 3.728 | 2054 | 1.5157 | 29 | 28 | 27 | 3 | 2054-03-01 | 90.5753 | 78.8163 | 59.7594 | 52.0011 | 8 | 85% | 0 | 0 | 0 | 0 | 0 | 0
[6 empty] | 2052 | 2052-11-01 | 30.708 | 26.98 | 3.728 | 2054 | 1.5157 | 29 | 28 | 27 | 4 | 2054-04-01 | 60.3983 | 50.9507 | 39.8493 | 33.616 | 8 | 85% | 0 | 0 | 0 | 0 | 0 | 0
[6 empty] | 2052 | 2052-12-01 | 30.708 | 26.98 | 3.728 | 2054 | 1.5157 | 29 | 28 | 27 | 5 | 2054-05-01 | 49.2636 | 42.0218 | 32.5029 | 27.725 | 8 | 85% | 0 | 0 | 0 | 0 | 0 | 0
[6 empty] | 2053 | 2053-01-01 | 31.108 | 27.38 | 3.728 | 2054 | 1.5157 | 29 | 28 | 27 | 6 | 2054-06-01 | 60.2584 | 50.6209 | 39.757 | 33.3984 | 8 | 85% | 0 | 0 | 0 | 0 | 0 | 0
[6 empty] | 2053 | 2053-02-01 | 31.1825 | 27.38 | 3.8025 | 2054 | 1.5157 | 29 | 28 | 27 | 7 | 2054-07-01 | 73.1722 | 58.0211 | 48.2773 | 38.2809 | 8 | 85% | 0 | 0 | 0 | 0 | 0 | 0
[6 empty] | 2053 | 2053-03-01 | 31.1825 | 27.38 | 3.8025 | 2054 | 1.5157 | 29 | 28 | 27 | 8 | 2054-08-01 | 73.8398 | 58.5915 | 48.7177 | 38.6573 | 8 | 85% | 0 | 0 | 0 | 0 | 0 | 0
[6 empty] | 2053 | 2053-04-01 | 31.1825 | 27.38 | 3.8025 | 2054 | 1.5157 | 29 | 28 | 27 | 9 | 2054-09-01 | 59.8624 | 51.5586 | 39.4958 | 34.0171 | 8 | 85% | 0 | 0 | 0 | 0 | 0 | 0
[6 empty] | 2053 | 2053-05-01 | 31.1825 | 27.38 | 3.8025 | 2054 | 1.5157 | 29 | 28 | 27 | 10 | 2054-10-01 | 65.3556 | 52.3965 | 43.1201 | 34.5699 | 8 | 85% | 0 | 0 | 0 | 0 | 0 | 0
[6 empty] | 2053 | 2053-06-01 | 31.1825 | 27.38 | 3.8025 | 2054 | 1.5157 | 29 | 28 | 27 | 11 | 2054-11-01 | 101.7415 | 88.8926 | 67.1266 | 58.6492 | 8 | 85% | 0 | 0 | 0 | 0 | 0 | 0
[6 empty] | 2053 | 2053-07-01 | 31.1825 | 27.38 | 3.8025 | 2054 | 1.5157 | 29 | 28 | 27 | 12 | 2054-12-01 | 181.0226 | 150.951 | 119.4343 | 99.5938 | 8 | 85% | 0 | 0 | 0 | 0 | 0 | 0
[6 empty] | 2053 | 2053-08-01 | 31.1825 | 27.38 | 3.8025 | 2055 | 1.546 | 30 | 29 | 28 | 1 | 2055-01-01 | 238.9524 | 189.8136 | 154.5637 | 122.7789 | 8 | 85% |  | 0 | 0 | 0 | 0 | 0
[6 empty] | 2053 | 2053-09-01 | 31.1825 | 27.38 | 3.8025 | 2055 | 1.546 | 30 | 29 | 28 | 2 | 2055-02-01 | 222.7013 | 178.2709 | 144.0519 | 115.3126 | 8 | 85% |  | 0 | 0 | 0 | 0 | 0
[6 empty] | 2053 | 2053-10-01 | 31.1825 | 27.38 | 3.8025 | 2055 | 1.546 | 30 | 29 | 28 | 3 | 2055-03-01 | 92.3868 | 80.3927 | 59.7594 | 52.0011 | 8 | 85% |  | 0 | 0 | 0 | 0 | 0
[6 empty] | 2053 | 2053-11-01 | 31.1825 | 27.38 | 3.8025 | 2055 | 1.546 | 30 | 29 | 28 | 4 | 2055-04-01 | 61.6062 | 51.9697 | 39.8493 | 33.616 | 8 | 85% |  | 0 | 0 | 0 | 0 | 0
[6 empty] | 2053 | 2053-12-01 | 31.1825 | 27.38 | 3.8025 | 2055 | 1.546 | 30 | 29 | 28 | 5 | 2055-05-01 | 50.2489 | 42.8622 | 32.5029 | 27.725 | 8 | 85% |  | 0 | 0 | 0 | 0 | 0
[6 empty] | 2054 | 2054-01-01 | 31.5925 | 27.79 | 3.8025 | 2055 | 1.546 | 30 | 29 | 28 | 6 | 2055-06-01 | 61.4636 | 51.6333 | 39.757 | 33.3984 | 8 | 85% |  | 0 | 0 | 0 | 0 | 0
[6 empty] | 2054 | 2054-02-01 | 31.6686 | 27.79 | 3.8786 | 2055 | 1.546 | 30 | 29 | 28 | 7 | 2055-07-01 | 74.6357 | 59.1815 | 48.2773 | 38.2809 | 8 | 85% |  | 0 | 0 | 0 | 0 | 0
[6 empty] | 2054 | 2054-03-01 | 31.6686 | 27.79 | 3.8786 | 2055 | 1.546 | 30 | 29 | 28 | 8 | 2055-08-01 | 75.3166 | 59.7634 | 48.7177 | 38.6573 | 8 | 85% |  | 0 | 0 | 0 | 0 | 0
[6 empty] | 2054 | 2054-04-01 | 31.6686 | 27.79 | 3.8786 | 2055 | 1.546 | 30 | 29 | 28 | 9 | 2055-09-01 | 61.0596 | 52.5897 | 39.4958 | 34.0171 | 8 | 85% |  | 0 | 0 | 0 | 0 | 0
[6 empty] | 2054 | 2054-05-01 | 31.6686 | 27.79 | 3.8786 | 2055 | 1.546 | 30 | 29 | 28 | 10 | 2055-10-01 | 66.6627 | 53.4444 | 43.1201 | 34.5699 | 8 | 85% |  | 0 | 0 | 0 | 0 | 0
[6 empty] | 2054 | 2054-06-01 | 31.6686 | 27.79 | 3.8786 | 2055 | 1.546 | 30 | 29 | 28 | 11 | 2055-11-01 | 103.7763 | 90.6704 | 67.1266 | 58.6492 | 8 | 85% |  | 0 | 0 | 0 | 0 | 0
[6 empty] | 2054 | 2054-07-01 | 31.6686 | 27.79 | 3.8786 | 2055 | 1.546 | 30 | 29 | 28 | 12 | 2055-12-01 | 184.643 | 153.97 | 119.4343 | 99.5938 | 8 | 85% |  | 0 | 0 | 0 | 0 | 0
[6 empty] | 2054 | 2054-08-01 | 31.6686 | 27.79 | 3.8786 | 2056 | 1.5769 | 31 | 30 | 29 | 1 | 2056-01-01 | 243.7314 | 193.6099 | 154.5637 | 122.7789 | 8 | 85% |  |  | 0 | #N/A | 0 | 0
[6 empty] | 2054 | 2054-09-01 | 31.6686 | 27.79 | 3.8786 | 2056 | 1.5769 | 31 | 30 | 29 | 2 | 2056-02-01 | 227.1553 | 181.8364 | 144.0519 | 115.3126 | 8 | 85% |  |  | 0 | #N/A | 0 | 0
[6 empty] | 2054 | 2054-10-01 | 31.6686 | 27.79 | 3.8786 | 2056 | 1.5769 | 31 | 30 | 29 | 3 | 2056-03-01 | 94.2345 | 82.0005 | 59.7594 | 52.0011 | 8 | 85% |  |  | 0 | #N/A | 0 | 0
[6 empty] | 2054 | 2054-11-01 | 31.6686 | 27.79 | 3.8786 | 2056 | 1.5769 | 31 | 30 | 29 | 4 | 2056-04-01 | 62.8383 | 53.0091 | 39.8493 | 33.616 | 8 | 85% |  |  | 0 | #N/A | 0 | 0
[6 empty] | 2054 | 2054-12-01 | 31.6686 | 27.79 | 3.8786 | 2056 | 1.5769 | 31 | 30 | 29 | 5 | 2056-05-01 | 51.2539 | 43.7195 | 32.5029 | 27.725 | 8 | 85% |  |  | 0 | #N/A | 0 | 0
[6 empty] | 2055 | 2055-01-01 | 32.0886 | 28.21 | 3.8786 | 2056 | 1.5769 | 31 | 30 | 29 | 6 | 2056-06-01 | 62.6928 | 52.666 | 39.757 | 33.3984 | 8 | 85% |  |  | 0 | #N/A | 0 | 0
[6 empty] | 2055 | 2055-02-01 | 32.1661 | 28.21 | 3.9561 | 2056 | 1.5769 | 31 | 30 | 29 | 7 | 2056-07-01 | 76.1284 | 60.3651 | 48.2773 | 38.2809 | 8 | 85% |  |  | 0 | #N/A | 0 | 0
[6 empty] | 2055 | 2055-03-01 | 32.1661 | 28.21 | 3.9561 | 2056 | 1.5769 | 31 | 30 | 29 | 8 | 2056-08-01 | 76.823 | 60.9586 | 48.7177 | 38.6573 | 8 | 85% |  |  | 0 | #N/A | 0 | 0
[6 empty] | 2055 | 2055-04-01 | 32.1661 | 28.21 | 3.9561 | 2056 | 1.5769 | 31 | 30 | 29 | 9 | 2056-09-01 | 62.2808 | 53.6415 | 39.4958 | 34.0171 | 8 | 85% |  |  | 0 | #N/A | 0 | 0
[6 empty] | 2055 | 2055-05-01 | 32.1661 | 28.21 | 3.9561 | 2056 | 1.5769 | 31 | 30 | 29 | 10 | 2056-10-01 | 67.996 | 54.5133 | 43.1201 | 34.5699 | 8 | 85% |  |  | 0 | #N/A | 0 | 0
[6 empty] | 2055 | 2055-06-01 | 32.1661 | 28.21 | 3.9561 | 2056 | 1.5769 | 31 | 30 | 29 | 11 | 2056-11-01 | 105.8518 | 92.4838 | 67.1266 | 58.6492 | 8 | 85% |  |  | 0 | #N/A | 0 | 0
[6 empty] | 2055 | 2055-07-01 | 32.1661 | 28.21 | 3.9561 | 2056 | 1.5769 | 31 | 30 | 29 | 12 | 2056-12-01 | 188.3359 | 157.0494 | 119.4343 | 99.5938 | 8 | 85% |  |  | 0 | #N/A | 0 | 0
[6 empty] | 2055 | 2055-08-01 | 32.1661 | 28.21 | 3.9561 | 2057 | 1.6084 | 32 | 31 | 30 | 1 | 2057-01-01 | 248.6061 | 197.4821 | 154.5637 | 122.7789 | 8 | 85% |  |  |  | #N/A | #N/A | 0
[6 empty] | 2055 | 2055-09-01 | 32.1661 | 28.21 | 3.9561 | 2057 | 1.6084 | 32 | 31 | 30 | 2 | 2057-02-01 | 231.6984 | 185.4731 | 144.0519 | 115.3126 | 8 | 85% |  |  |  | #N/A | #N/A | 0
[6 empty] | 2055 | 2055-10-01 | 32.1661 | 28.21 | 3.9561 | 2057 | 1.6084 | 32 | 31 | 30 | 3 | 2057-03-01 | 96.1192 | 83.6405 | 59.7594 | 52.0011 | 8 | 85% |  |  |  | #N/A | #N/A | 0
[6 empty] | 2055 | 2055-11-01 | 32.1661 | 28.21 | 3.9561 | 2057 | 1.6084 | 32 | 31 | 30 | 4 | 2057-04-01 | 64.0951 | 54.0693 | 39.8493 | 33.616 | 8 | 85% |  |  |  | #N/A | #N/A | 0
[6 empty] | 2055 | 2055-12-01 | 32.1661 | 28.21 | 3.9561 | 2057 | 1.6084 | 32 | 31 | 30 | 5 | 2057-05-01 | 52.2789 | 44.5939 | 32.5029 | 27.725 | 8 | 85% |  |  |  | #N/A | #N/A | 0
[6 empty] | 2056 | 2056-01-01 | 32.5861 | 28.63 | 3.9561 | 2057 | 1.6084 | 32 | 31 | 30 | 6 | 2057-06-01 | 63.9467 | 53.7193 | 39.757 | 33.3984 | 8 | 85% |  |  |  | #N/A | #N/A | 0
[6 empty] | 2056 | 2056-02-01 | 32.6653 | 28.63 | 4.0353 | 2057 | 1.6084 | 32 | 31 | 30 | 7 | 2057-07-01 | 77.6509 | 61.5724 | 48.2773 | 38.2809 | 8 | 85% |  |  |  | #N/A | #N/A | 0
[6 empty] | 2056 | 2056-03-01 | 32.6653 | 28.63 | 4.0353 | 2057 | 1.6084 | 32 | 31 | 30 | 8 | 2057-08-01 | 78.3594 | 62.1778 | 48.7177 | 38.6573 | 8 | 85% |  |  |  | #N/A | #N/A | 0
[6 empty] | 2056 | 2056-04-01 | 32.6653 | 28.63 | 4.0353 | 2057 | 1.6084 | 32 | 31 | 30 | 9 | 2057-09-01 | 63.5264 | 54.7144 | 39.4958 | 34.0171 | 8 | 85% |  |  |  | #N/A | #N/A | 0
[6 empty] | 2056 | 2056-05-01 | 32.6653 | 28.63 | 4.0353 | 2057 | 1.6084 | 32 | 31 | 30 | 10 | 2057-10-01 | 69.3559 | 55.6036 | 43.1201 | 34.5699 | 8 | 85% |  |  |  | #N/A | #N/A | 0
[6 empty] | 2056 | 2056-06-01 | 32.6653 | 28.63 | 4.0353 | 2057 | 1.6084 | 32 | 31 | 30 | 11 | 2057-11-01 | 107.9689 | 94.3335 | 67.1266 | 58.6492 | 8 | 85% |  |  |  | #N/A | #N/A | 0
[6 empty] | 2056 | 2056-07-01 | 32.6653 | 28.63 | 4.0353 | 2057 | 1.6084 | 32 | 31 | 30 | 12 | 2057-12-01 | 192.1026 | 160.1904 | 119.4343 | 99.5938 | 8 | 85% |  |  |  | #N/A | #N/A | 0
[6 empty] | 2056 | 2056-08-01 | 32.6653 | 28.63 | 4.0353 | 2058 | 1.6406 |  | 32 | 31 | 1 | 2058-01-01 | 253.5782 | 201.4318 | 154.5637 | 122.7789 | 8 | 85% |  |  |  | #N/A | #N/A | #N/A
[6 empty] | 2056 | 2056-09-01 | 32.6653 | 28.63 | 4.0353 | 2058 | 1.6406 |  | 32 | 31 | 2 | 2058-02-01 | 236.3324 | 189.1826 | 144.0519 | 115.3126 | 8 | 85% |  |  |  | #N/A | #N/A | #N/A
[6 empty] | 2056 | 2056-10-01 | 32.6653 | 28.63 | 4.0353 | 2058 | 1.6406 |  | 32 | 31 | 3 | 2058-03-01 | 98.0416 | 85.3133 | 59.7594 | 52.0011 | 8 | 85% |  |  |  | #N/A | #N/A | #N/A
[10 empty] | 4.0353 | 2058 | 1.6406 |  | 32 | 31 | 4 | 2058-04-01 | 65.377 | 55.1507 | 39.8493 | 33.616 | 8 | 85% |  |  |  | #N/A | #N/A | #N/A
[10 empty] | 8.393e-18 | 2058 | 1.6406 |  | 32 | 31 | 5 | 2058-05-01 | 53.3245 | 45.4857 | 32.5029 | 27.725 | 8 | 85% |  |  |  | #N/A | #N/A | #N/A
[10 empty] | 8.393e-18 | 2058 | 1.6406 |  | 32 | 31 | 6 | 2058-06-01 | 65.2256 | 54.7937 | 39.757 | 33.3984 | 8 | 85% |  |  |  | #N/A | #N/A | #N/A
[10 empty] | 8.393e-18 | 2058 | 1.6406 |  | 32 | 31 | 7 | 2058-07-01 | 79.204 | 62.8039 | 48.2773 | 38.2809 | 8 | 85% |  |  |  | #N/A | #N/A | #N/A
[10 empty] | 8.393e-18 | 2058 | 1.6406 |  | 32 | 31 | 8 | 2058-08-01 | 79.9266 | 63.4214 | 48.7177 | 38.6573 | 8 | 85% |  |  |  | #N/A | #N/A | #N/A
[10 empty] | 8.393e-18 | 2058 | 1.6406 |  | 32 | 31 | 9 | 2058-09-01 | 64.797 | 55.8086 | 39.4958 | 34.0171 | 8 | 85% |  |  |  | #N/A | #N/A | #N/A
[10 empty] | 8.393e-18 | 2058 | 1.6406 |  | 32 | 31 | 10 | 2058-10-01 | 70.743 | 56.7157 | 43.1201 | 34.5699 | 8 | 85% |  |  |  | #N/A | #N/A | #N/A
[10 empty] | 8.393e-18 | 2058 | 1.6406 |  | 32 | 31 | 11 | 2058-11-01 | 110.1282 | 96.2202 | 67.1266 | 58.6492 | 8 | 85% |  |  |  | #N/A | #N/A | #N/A
[10 empty] | 8.393e-18 | 2058 | 1.6406 |  | 32 | 31 | 12 | 2058-12-01 | 195.9447 | 163.3942 | 119.4343 | 99.5938 | 8 | 85% |  |  |  | #N/A | #N/A | #N/A
Formulas:
Begin = EOMONTH([Begin, row above],11)+1
End = EOMONTH([End, row above],12)

## Rev Req't
Yellow cells are inputs
Assumptions | Unit | Value
Initial Investment (without A&G) | $ | 23200 |  |  |  |  | Total NPV
Year initial investment is made | project year | 0 |  |  |  | Year |  | 0 | 1 | 2 | 3 | 4 | 5 | 6 | 7 | 8 | 9 | 10 | 11 | 12 | 13 | 14 | 15 | 16 | 17 | 18 | 19 | 20 | 21 | 22 | 23 | 24 | 25 | 26 | 27 | 28 | 29 | 30 | 31 | 32 | 33 | 34 | 35 | 36 | 37 | 38 | 39 | 40 | 41 | 42 | 43 | 44 | 45 | 46 | 47 | 48 | 49 | 50 | 51 | 52 | 53 | 54 | 55 | 56 | 57 | 58 | 59 | 60 | 61 | 62 | 63 | 64 | 65 | 66 | 67 | 68 | 69 | 70 | 71 | 72 | 73 | 74 | 75 | 76 | 77 | 78 | 79 | 80 | 81 | 82 | 83 | 84 | 85 | 86 | 87 | 88 | 89 | 90 | 91 | 92 | 93 | 94 | 95 | 96 | 97 | 98 | 99 | 100
Term of Analysis | years | 10
Book life of investment | years | 10 |  |  |  | Inflation multiplier |  | 1 | 1 | 1.02 | 1.0404 | 1.0612 | 1.0824 | 1.1041 | 1.1262 | 1.1487 | 1.1717 | 1.1951 | 1.219 | 1.2434 | 1.2682 | 1.2936 | 1.3195 | 1.3459 | 1.3728 | 1.4002 | 1.4282 | 1.4568 | 1.4859 | 1.5157 | 1.546 | 1.5769 | 1.6084 | 1.6406 | 1.6734 | 1.7069 | 1.741 | 1.7758 | 1.8114 | 1.8476 | 1.8845 | 1.9222 | 1.9607 | 1.9999 | 2.0399 | 2.0807 | 2.1223 | 2.1647 | 2.208 | 2.2522 | 2.2972 | 2.3432 | 2.3901 | 2.4379 | 2.4866 | 2.5363 | 2.5871 | 2.6388 | 2.6916 | 2.7454 | 2.8003 | 2.8563 | 2.9135 | 2.9717 | 3.0312 | 3.0918 | 3.1536 | 3.2167 | 3.281 | 3.3467 | 3.4136 | 3.4819 | 3.5515 | 3.6225 | 3.695 | 3.7689 | 3.8443 | 3.9211 | 3.9996 | 4.0795 | 4.1611 | 4.2444 | 4.3293 | 4.4158 | 4.5042 | 4.5942 | 4.6861 | 4.7798 | 4.8754 | 4.9729 | 5.0724 | 5.1739 | 5.2773 | 5.3829 | 5.4905 | 5.6003 | 5.7124 | 5.8266 | 5.9431 | 6.062 | 6.1832 | 6.3069 | 6.433 | 6.5617 | 6.6929 | 6.8268 | 6.9633 | 7.1026
MACRS depreciation length | years | 7 |  |  |  | Term of Analysis flag |  |  | 1 | 1 | 1 | 1 | 1 | 1 | 1 | 1 | 1 | 1 | 0 | 0 | 0 | 0 | 0 | 0 | 0 | 0 | 0 | 0 | 0 | 0 | 0 | 0 | 0 | 0 | 0 | 0 | 0 | 0 | 0 | 0 | 0 | 0 | 0 | 0 | 0 | 0 | 0 | 0 | 0 | 0 | 0 | 0 | 0 | 0 | 0 | 0 | 0 | 0 | 0 | 0 | 0 | 0 | 0 | 0 | 0 | 0 | 0 | 0 | 0 | 0 | 0 | 0 | 0 | 0 | 0 | 0 | 0 | 0 | 0 | 0 | 0 | 0 | 0 | 0 | 0 | 0 | 0 | 0 | 0 | 0 | 0 | 0 | 0 | 0 | 0 | 0 | 0 | 0 | 0 | 0 | 0 | 0 | 0 | 0 | 0 | 0 | 0 | 0
[6 empty] | Book life flag |  |  | 1 | 1 | 1 | 1 | 1 | 1 | 1 | 1 | 1 | 1 | 0 | 0 | 0 | 0 | 0 | 0 | 0 | 0 | 0 | 0 | 0 | 0 | 0 | 0 | 0 | 0 | 0 | 0 | 0 | 0 | 0 | 0 | 0 | 0 | 0 | 0 | 0 | 0 | 0 | 0 | 0 | 0 | 0 | 0 | 0 | 0 | 0 | 0 | 0 | 0 | 0 | 0 | 0 | 0 | 0 | 0 | 0 | 0 | 0 | 0 | 0 | 0 | 0 | 0 | 0 | 0 | 0 | 0 | 0 | 0 | 0 | 0 | 0 | 0 | 0 | 0 | 0 | 0 | 0 | 0 | 0 | 0 | 0 | 0 | 0 | 0 | 0 | 0 | 0 | 0 | 0 | 0 | 0 | 0 | 0 | 0 | 0 | 0 | 0 | 0
Inflation | % | 2% |  |  |  | MACRS flag |  |  | 1 | 1 | 1 | 1 | 1 | 1 | 1 | 1 | 0 | 0 | 0 | 0 | 0 | 0 | 0 | 0 | 0 | 0 | 0 | 0 | 0 | 0 | 0 | 0 | 0 | 0 | 0 | 0 | 0 | 0 | 0 | 0 | 0 | 0 | 0 | 0 | 0 | 0 | 0 | 0 | 0 | 0 | 0 | 0 | 0 | 0 | 0 | 0 | 0 | 0 | 0 | 0 | 0 | 0 | 0 | 0 | 0 | 0 | 0 | 0 | 0 | 0 | 0 | 0 | 0 | 0 | 0 | 0 | 0 | 0 | 0 | 0 | 0 | 0 | 0 | 0 | 0 | 0 | 0 | 0 | 0 | 0 | 0 | 0 | 0 | 0 | 0 | 0 | 0 | 0 | 0 | 0 | 0 | 0 | 0 | 0 | 0 | 0 | 0 | 0
Income tax rate | % | 27.71%
Capitalized A&G | % | 6.16%
Gross Revenue Tax | % | 1.025% |  |  | ADIT Tab | Book depreciation |  |  | 2462.912 | 2462.912 | 2462.912 | 2462.912 | 2462.912 | 2462.912 | 2462.912 | 2462.912 | 2462.912 | 2462.912 | 0 | 0 | 0 | 0 | 0 | 0 | 0 | 0 | 0 | 0 | 0 | 0 | 0 | 0 | 0 | 0 | 0 | 0 | 0 | 0 | 0 | 0 | 0 | 0 | 0 | 0 | 0 | 0 | 0 | 0 | 0 | 0 | 0 | 0 | 0 | 0 | 0 | 0 | 0 | 0 | 0 | 0 | 0 | 0 | 0 | 0 | 0 | 0 | 0 | 0 | 0 | 0 | 0 | 0 | 0 | 0 | 0 | 0 | 0 | 0 | 0 | 0 | 0 | 0 | 0 | 0 | 0 | 0 | 0 | 0 | 0 | 0 | 0 | 0 | 0 | 0 | 0 | 0 | 0 | 0 | 0 | 0 | 0 | 0 | 0 | 0 | 0 | 0 | 0 | 0
[6 empty] | Temporary - Book |  |  | 2016.912 | 2016.912 | 2016.912 | 2016.912 | 2016.912 | 2016.912 | 2016.912 | 2016.912 | 2016.912 | 2016.912 | 0 | 0 | 0 | 0 | 0 | 0 | 0 | 0 | 0 | 0 | 0 | 0 | 0 | 0 | 0 | 0 | 0 | 0 | 0 | 0 | 0 | 0 | 0 | 0 | 0 | 0 | 0 | 0 | 0 | 0 | 0 | 0 | 0 | 0 | 0 | 0 | 0 | 0 | 0 | 0 | 0 | 0 | 0 | 0 | 0 | 0 | 0 | 0 | 0 | 0 | 0 | 0 | 0 | 0 | 0 | 0 | 0 | 0 | 0 | 0 | 0 | 0 | 0 | 0 | 0 | 0 | 0 | 0 | 0 | 0 | 0 | 0 | 0 | 0 | 0 | 0 | 0 | 0 | 0 | 0 | 0 | 0 | 0 | 0 | 0 | 0 | 0 | 0 | 0 | 0
ITC | % | 40% |  |  |  | Plant in Service |  | 24629.12 | 24629.12 | 24629.12 | 24629.12 | 24629.12 | 24629.12 | 24629.12 | 24629.12 | 24629.12 | 24629.12 | 24629.12 | 0 | 0 | 0 | 0 | 0 | 0 | 0 | 0 | 0 | 0 | 0 | 0 | 0 | 0 | 0 | 0 | 0 | 0 | 0 | 0 | 0 | 0 | 0 | 0 | 0 | 0 | 0 | 0 | 0 | 0 | 0 | 0 | 0 | 0 | 0 | 0 | 0 | 0 | 0 | 0 | 0 | 0 | 0 | 0 | 0 | 0 | 0 | 0 | 0 | 0 | 0 | 0 | 0 | 0 | 0 | 0 | 0 | 0 | 0 | 0 | 0 | 0 | 0 | 0 | 0 | 0 | 0 | 0 | 0 | 0 | 0 | 0 | 0 | 0 | 0 | 0 | 0 | 0 | 0 | 0 | 0 | 0 | 0 | 0 | 0 | 0 | 0 | 0 | 0 | 0
Investment amt excluded from ITC | $ | 900 |  |  |  | Accumulated Depreciation |  |  | -2462.912 | -4925.824 | -7388.736 | -9851.648 | -12314.56 | -14777.472 | -17240.384 | -19703.296 | -22166.208 | -24629.12 | 0 | 0 | 0 | 0 | 0 | 0 | 0 | 0 | 0 | 0 | 0 | 0 | 0 | 0 | 0 | 0 | 0 | 0 | 0 | 0 | 0 | 0 | 0 | 0 | 0 | 0 | 0 | 0 | 0 | 0 | 0 | 0 | 0 | 0 | 0 | 0 | 0 | 0 | 0 | 0 | 0 | 0 | 0 | 0 | 0 | 0 | 0 | 0 | 0 | 0 | 0 | 0 | 0 | 0 | 0 | 0 | 0 | 0 | 0 | 0 | 0 | 0 | 0 | 0 | 0 | 0 | 0 | 0 | 0 | 0 | 0 | 0 | 0 | 0 | 0 | 0 | 0 | 0 | 0 | 0 | 0 | 0 | 0 | 0 | 0 | 0 | 0 | 0 | 0 | 0
Book basis (not for ITC) | $ | 24629.12 |  |  |  | Net Plant (b.o.y.) |  |  | 24629.12 | 22166.208 | 19703.296 | 17240.384 | 14777.472 | 12314.56 | 9851.648 | 7388.736 | 4925.824 | 2462.912 | 0 | 0 | 0 | 0 | 0 | 0 | 0 | 0 | 0 | 0 | 0 | 0 | 0 | 0 | 0 | 0 | 0 | 0 | 0 | 0 | 0 | 0 | 0 | 0 | 0 | 0 | 0 | 0 | 0 | 0 | 0 | 0 | 0 | 0 | 0 | 0 | 0 | 0 | 0 | 0 | 0 | 0 | 0 | 0 | 0 | 0 | 0 | 0 | 0 | 0 | 0 | 0 | 0 | 0 | 0 | 0 | 0 | 0 | 0 | 0 | 0 | 0 | 0 | 0 | 0 | 0 | 0 | 0 | 0 | 0 | 0 | 0 | 0 | 0 | 0 | 0 | 0 | 0 | 0 | 0 | 0 | 0 | 0 | 0 | 0 | 0 | 0 | 0 | 0 | 0
Tax Basis | $ | 20169.12 |  |  |  | Net Plant (e.o.y.) |  | 24629.12 | 22166.208 | 19703.296 | 17240.384 | 14777.472 | 12314.56 | 9851.648 | 7388.736 | 4925.824 | 2462.912 | 0 | 0 | 0 | 0 | 0 | 0 | 0 | 0 | 0 | 0 | 0 | 0 | 0 | 0 | 0 | 0 | 0 | 0 | 0 | 0 | 0 | 0 | 0 | 0 | 0 | 0 | 0 | 0 | 0 | 0 | 0 | 0 | 0 | 0 | 0 | 0 | 0 | 0 | 0 | 0 | 0 | 0 | 0 | 0 | 0 | 0 | 0 | 0 | 0 | 0 | 0 | 0 | 0 | 0 | 0 | 0 | 0 | 0 | 0 | 0 | 0 | 0 | 0 | 0 | 0 | 0 | 0 | 0 | 0 | 0 | 0 | 0 | 0 | 0 | 0 | 0 | 0 | 0 | 0 | 0 | 0 | 0 | 0 | 0 | 0 | 0 | 0 | 0 | 0 | 0 | 0
ITC Value | $ | 8920
50% of ITC | $ | 4460 |  |  |  | MACRS depreciation |  |  | 2882.1672 | 4939.4175 | 3527.5791 | 2519.1231 | 1801.1024 | 1799.0855 | 1801.1024 | 899.5428 | 0 | 0 | 0 | 0 | 0 | 0 | 0 | 0 | 0 | 0 | 0 | 0 | 0 | 0 | 0 | 0 | 0 | 0 | 0 | 0 | 0 | 0 | 0 | 0 | 0 | 0 | 0 | 0 | 0 | 0 | 0 | 0 | 0 | 0 | 0 | 0 | 0 | 0 | 0 | 0 | 0 | 0 | 0 | 0 | 0 | 0 | 0 | 0 | 0 | 0 | 0 | 0 | 0 | 0 | 0 | 0 | 0 | 0 | 0 | 0 | 0 | 0 | 0 | 0 | 0 | 0 | 0 | 0 | 0 | 0 | 0 | 0 | 0 | 0 | 0 | 0 | 0 | 0 | 0 | 0 | 0 | 0 | 0 | 0 | 0 | 0 | 0 | 0 | 0 | 0 | 0 | 0
[6 empty] | ADIT (b.o.y.) |  |  | 0 | -239.8055 | -1049.7779 | -1468.4593 | -1607.6471 | -1547.8354 | -1487.4648 | -1427.6532 | -1117.9743 | -558.9872 | 0 | 0 | 0 | 0 | 0 | 0 | 0 | 0 | 0 | 0 | 0 | 0 | 0 | 0 | 0 | 0 | 0 | 0 | 0 | 0 | 0 | 0 | 0 | 0 | 0 | 0 | 0 | 0 | 0 | 0 | 0 | 0 | 0 | 0 | 0 | 0 | 0 | 0 | 0 | 0 | 0 | 0 | 0 | 0 | 0 | 0 | 0 | 0 | 0 | 0 | 0 | 0 | 0 | 0 | 0 | 0 | 0 | 0 | 0 | 0 | 0 | 0 | 0 | 0 | 0 | 0 | 0 | 0 | 0 | 0 | 0 | 0 | 0 | 0 | 0 | 0 | 0 | 0 | 0 | 0 | 0 | 0 | 0 | 0 | 0 | 0 | 0 | 0 | 0 | 0
Tax Tab | [5 empty] | ADIT (e.o.y.) |  |  | -239.8055 | -1049.7779 | -1468.4593 | -1607.6471 | -1547.8354 | -1487.4648 | -1427.6532 | -1117.9743 | -558.9872 | 0 | 0 | 0 | 0 | 0 | 0 | 0 | 0 | 0 | 0 | 0 | 0 | 0 | 0 | 0 | 0 | 0 | 0 | 0 | 0 | 0 | 0 | 0 | 0 | 0 | 0 | 0 | 0 | 0 | 0 | 0 | 0 | 0 | 0 | 0 | 0 | 0 | 0 | 0 | 0 | 0 | 0 | 0 | 0 | 0 | 0 | 0 | 0 | 0 | 0 | 0 | 0 | 0 | 0 | 0 | 0 | 0 | 0 | 0 | 0 | 0 | 0 | 0 | 0 | 0 | 0 | 0 | 0 | 0 | 0 | 0 | 0 | 0 | 0 | 0 | 0 | 0 | 0 | 0 | 0 | 0 | 0 | 0 | 0 | 0 | 0 | 0 | 0 | 0 | 0 | 0
Reconciliation
Book Value | 23200 |  |  |  |  | Net Rate Base |  | 0 | 23277.7613 | 20289.9603 | 17212.7214 | 14470.8748 | 11968.2747 | 9565.4539 | 7162.633 | 4884.4662 | 2855.8873 | 951.9624 | 0 | 0 | 0 | 0 | 0 | 0 | 0 | 0 | 0 | 0 | 0 | 0 | 0 | 0 | 0 | 0 | 0 | 0 | 0 | 0 | 0 | 0 | 0 | 0 | 0 | 0 | 0 | 0 | 0 | 0 | 0 | 0 | 0 | 0 | 0 | 0 | 0 | 0 | 0 | 0 | 0 | 0 | 0 | 0 | 0 | 0 | 0 | 0 | 0 | 0 | 0 | 0 | 0 | 0 | 0 | 0 | 0 | 0 | 0 | 0 | 0 | 0 | 0 | 0 | 0 | 0 | 0 | 0 | 0 | 0 | 0 | 0 | 0 | 0 | 0 | 0 | 0 | 0 | 0 | 0 | 0 | 0 | 0 | 0 | 0 | 0 | 0 | 0 | 0 | 0
ITC 40% | 9280
50% Basis Reduction | 4640 |  |  |  |  | Return % (Total Cost of capital) |  |  | 7.047% | 7.047% | 7.047% | 7.047% | 7.047% | 7.047% | 7.047% | 7.047% | 7.047% | 7.047% | 0% | 0% | 0% | 0% | 0% | 0% | 0% | 0% | 0% | 0% | 0% | 0% | 0% | 0% | 0% | 0% | 0% | 0% | 0% | 0% | 0% | 0% | 0% | 0% | 0% | 0% | 0% | 0% | 0% | 0% | 0% | 0% | 0% | 0% | 0% | 0% | 0% | 0% | 0% | 0% | 0% | 0% | 0% | 0% | 0% | 0% | 0% | 0% | 0% | 0% | 0% | 0% | 0% | 0% | 0% | 0% | 0% | 0% | 0% | 0% | 0% | 0% | 0% | 0% | 0% | 0% | 0% | 0% | 0% | 0% | 0% | 0% | 0% | 0% | 0% | 0% | 0% | 0% | 0% | 0% | 0% | 0% | 0% | 0% | 0% | 0% | 0% | 0% | 0% | 0%
Tax Basis | 18560 |  |  |  | Regulatory Income Tax Tab | Return on Utility Rate Base |  |  | 1640.3664 | 1429.8183 | 1212.9676 | 1019.7517 | 843.3954 | 674.0704 | 504.7454 | 344.2047 | 201.2522 | 67.0841 | 0 | 0 | 0 | 0 | 0 | 0 | 0 | 0 | 0 | 0 | 0 | 0 | 0 | 0 | 0 | 0 | 0 | 0 | 0 | 0 | 0 | 0 | 0 | 0 | 0 | 0 | 0 | 0 | 0 | 0 | 0 | 0 | 0 | 0 | 0 | 0 | 0 | 0 | 0 | 0 | 0 | 0 | 0 | 0 | 0 | 0 | 0 | 0 | 0 | 0 | 0 | 0 | 0 | 0 | 0 | 0 | 0 | 0 | 0 | 0 | 0 | 0 | 0 | 0 | 0 | 0 | 0 | 0 | 0 | 0 | 0 | 0 | 0 | 0 | 0 | 0 | 0 | 0 | 0 | 0 | 0 | 0 | 0 | 0 | 0 | 0 | 0 | 0 | 0 | 0
Project Life | 10 |  |  |  |  | Add back:
[6 empty] | Federal income tax |  |  | -703 | -743 | -783 | -819 | -853 | -884 | -916 | -946 | -973 | -998 | 0 | 0 | 0 | 0 | 0 | 0 | 0 | 0 | 0 | 0 | 0 | 0 | 0 | 0 | 0 | 0 | 0 | 0 | 0 | 0 | 0 | 0 | 0 | 0 | 0 | 0 | 0 | 0 | 0 | 0 | 0 | 0 | 0 | 0 | 0 | 0 | 0 | 0 | 0 | 0 | 0 | 0 | 0 | 0 | 0 | 0 | 0 | 0 | 0 | 0 | 0 | 0 | 0 | 0 | 0 | 0 | 0 | 0 | 0 | 0 | 0 | 0 | 0 | 0 | 0 | 0 | 0 | 0 | 0 | 0 | 0 | 0 | 0 | 0 | 0 | 0 | 0 | 0 | 0 | 0 | 0 | 0 | 0 | 0 | 0 | 0 | 0 | 0 | 0 | 0
[6 empty] | State income tax |  |  | 84 | 66 | 48 | 32 | 17 | 3 | -11 | -24 | -36 | -47 | 0 | 0 | 0 | 0 | 0 | 0 | 0 | 0 | 0 | 0 | 0 | 0 | 0 | 0 | 0 | 0 | 0 | 0 | 0 | 0 | 0 | 0 | 0 | 0 | 0 | 0 | 0 | 0 | 0 | 0 | 0 | 0 | 0 | 0 | 0 | 0 | 0 | 0 | 0 | 0 | 0 | 0 | 0 | 0 | 0 | 0 | 0 | 0 | 0 | 0 | 0 | 0 | 0 | 0 | 0 | 0 | 0 | 0 | 0 | 0 | 0 | 0 | 0 | 0 | 0 | 0 | 0 | 0 | 0 | 0 | 0 | 0 | 0 | 0 | 0 | 0 | 0 | 0 | 0 | 0 | 0 | 0 | 0 | 0 | 0 | 0 | 0 | 0 | 0 | 0
[9 empty] | ------- | ------- | ------- | ------- | ------- | ------- | ------- | ------- | ------- | ------- | ------- | ------- | ------- | ------- | ------- | ------- | ------- | ------- | ------- | ------- | ------- | ------- | ------- | ------- | ------- | ------- | ------- | ------- | ------- | ------- | ------- | ------- | ------- | ------- | ------- | ------- | ------- | ------- | ------- | ------- | ------- | ------- | ------- | ------- | ------- | ------- | ------- | ------- | ------- | ------- | ------- | ------- | ------- | ------- | ------- | ------- | ------- | ------- | ------- | ------- | ------- | ------- | ------- | ------- | ------- | ------- | ------- | ------- | ------- | ------- | ------- | ------- | ------- | ------- | ------- | ------- | ------- | ------- | ------- | ------- | ------- | ------- | ------- | ------- | ------- | ------- | ------- | ------- | ------- | ------- | ------- | ------- | ------- | ------- | ------- | ------- | ------- | ------- | ------- | -------
[6 empty] | Return before taxes |  |  | 1021.3664 | 752.8183 | 477.9676 | 232.7517 | 7.3954 | -206.9296 | -422.2546 | -625.7953 | -807.7478 | -977.9159 | 0 | 0 | 0 | 0 | 0 | 0 | 0 | 0 | 0 | 0 | 0 | 0 | 0 | 0 | 0 | 0 | 0 | 0 | 0 | 0 | 0 | 0 | 0 | 0 | 0 | 0 | 0 | 0 | 0 | 0 | 0 | 0 | 0 | 0 | 0 | 0 | 0 | 0 | 0 | 0 | 0 | 0 | 0 | 0 | 0 | 0 | 0 | 0 | 0 | 0 | 0 | 0 | 0 | 0 | 0 | 0 | 0 | 0 | 0 | 0 | 0 | 0 | 0 | 0 | 0 | 0 | 0 | 0 | 0 | 0 | 0 | 0 | 0 | 0 | 0 | 0 | 0 | 0 | 0 | 0 | 0 | 0 | 0 | 0 | 0 | 0 | 0 | 0 | 0 | 0
[6 empty] | Less interest (Wtd. Cost of Debt X Rate Base) |  |  | 484.1608 | 422.0167 | 358.0123 | 300.9839 | 248.9316 | 198.9546 | 148.9777 | 101.5934 | 59.4004 | 19.8001 | 0 | 0 | 0 | 0 | 0 | 0 | 0 | 0 | 0 | 0 | 0 | 0 | 0 | 0 | 0 | 0 | 0 | 0 | 0 | 0 | 0 | 0 | 0 | 0 | 0 | 0 | 0 | 0 | 0 | 0 | 0 | 0 | 0 | 0 | 0 | 0 | 0 | 0 | 0 | 0 | 0 | 0 | 0 | 0 | 0 | 0 | 0 | 0 | 0 | 0 | 0 | 0 | 0 | 0 | 0 | 0 | 0 | 0 | 0 | 0 | 0 | 0 | 0 | 0 | 0 | 0 | 0 | 0 | 0 | 0 | 0 | 0 | 0 | 0 | 0 | 0 | 0 | 0 | 0 | 0 | 0 | 0 | 0 | 0 | 0 | 0 | 0 | 0 | 0 | 0
[9 empty] | ------- | ------- | ------- | ------- | ------- | ------- | ------- | ------- | ------- | ------- | ------- | ------- | ------- | ------- | ------- | ------- | ------- | ------- | ------- | ------- | ------- | ------- | ------- | ------- | ------- | ------- | ------- | ------- | ------- | ------- | ------- | ------- | ------- | ------- | ------- | ------- | ------- | ------- | ------- | ------- | ------- | ------- | ------- | ------- | ------- | ------- | ------- | ------- | ------- | ------- | ------- | ------- | ------- | ------- | ------- | ------- | ------- | ------- | ------- | ------- | ------- | ------- | ------- | ------- | ------- | ------- | ------- | ------- | ------- | ------- | ------- | ------- | ------- | ------- | ------- | ------- | ------- | ------- | ------- | ------- | ------- | ------- | ------- | ------- | ------- | ------- | ------- | ------- | ------- | ------- | ------- | ------- | ------- | ------- | ------- | ------- | ------- | ------- | ------- | -------
[6 empty] | Subtotal |  |  | 537.2056 | 330.8017 | 119.9553 | -68.2321 | -241.5362 | -405.8842 | -571.2323 | -727.3887 | -867.1482 | -997.7161 | 0 | 0 | 0 | 0 | 0 | 0 | 0 | 0 | 0 | 0 | 0 | 0 | 0 | 0 | 0 | 0 | 0 | 0 | 0 | 0 | 0 | 0 | 0 | 0 | 0 | 0 | 0 | 0 | 0 | 0 | 0 | 0 | 0 | 0 | 0 | 0 | 0 | 0 | 0 | 0 | 0 | 0 | 0 | 0 | 0 | 0 | 0 | 0 | 0 | 0 | 0 | 0 | 0 | 0 | 0 | 0 | 0 | 0 | 0 | 0 | 0 | 0 | 0 | 0 | 0 | 0 | 0 | 0 | 0 | 0 | 0 | 0 | 0 | 0 | 0 | 0 | 0 | 0 | 0 | 0 | 0 | 0 | 0 | 0 | 0 | 0 | 0 | 0 | 0 | 0
Non-deductible AFUDC-equity
[6 empty] | Non-depreciable ITC basis reduction |  |  | 446 | 446 | 446 | 446 | 446 | 446 | 446 | 446 | 446 | 446 | 0 | 0 | 0 | 0 | 0 | 0 | 0 | 0 | 0 | 0 | 0 | 0 | 0 | 0 | 0 | 0 | 0 | 0 | 0 | 0 | 0 | 0 | 0 | 0 | 0 | 0 | 0 | 0 | 0 | 0 | 0 | 0 | 0 | 0 | 0 | 0 | 0 | 0 | 0 | 0 | 0 | 0 | 0 | 0 | 0 | 0 | 0 | 0 | 0 | 0 | 0 | 0 | 0 | 0 | 0 | 0 | 0 | 0 | 0 | 0 | 0 | 0 | 0 | 0 | 0 | 0 | 0 | 0 | 0 | 0 | 0 | 0 | 0 | 0 | 0 | 0 | 0 | 0 | 0 | 0 | 0 | 0 | 0 | 0 | 0 | 0 | 0 | 0 | 0 | 0
Non-deductible meals expense
[9 empty] | ------- | ------- | ------- | ------- | ------- | ------- | ------- | ------- | ------- | ------- | ------- | ------- | ------- | ------- | ------- | ------- | ------- | ------- | ------- | ------- | ------- | ------- | ------- | ------- | ------- | ------- | ------- | ------- | ------- | ------- | ------- | ------- | ------- | ------- | ------- | ------- | ------- | ------- | ------- | ------- | ------- | ------- | ------- | ------- | ------- | ------- | ------- | ------- | ------- | ------- | ------- | ------- | ------- | ------- | ------- | ------- | ------- | ------- | ------- | ------- | ------- | ------- | ------- | ------- | ------- | ------- | ------- | ------- | ------- | ------- | ------- | ------- | ------- | ------- | ------- | ------- | ------- | ------- | ------- | ------- | ------- | ------- | ------- | ------- | ------- | ------- | ------- | ------- | ------- | ------- | ------- | ------- | ------- | ------- | ------- | ------- | ------- | ------- | ------- | -------
[6 empty] | Total additions & deductions |  |  | 446 | 446 | 446 | 446 | 446 | 446 | 446 | 446 | 446 | 446 | 0 | 0 | 0 | 0 | 0 | 0 | 0 | 0 | 0 | 0 | 0 | 0 | 0 | 0 | 0 | 0 | 0 | 0 | 0 | 0 | 0 | 0 | 0 | 0 | 0 | 0 | 0 | 0 | 0 | 0 | 0 | 0 | 0 | 0 | 0 | 0 | 0 | 0 | 0 | 0 | 0 | 0 | 0 | 0 | 0 | 0 | 0 | 0 | 0 | 0 | 0 | 0 | 0 | 0 | 0 | 0 | 0 | 0 | 0 | 0 | 0 | 0 | 0 | 0 | 0 | 0 | 0 | 0 | 0 | 0 | 0 | 0 | 0 | 0 | 0 | 0 | 0 | 0 | 0 | 0 | 0 | 0 | 0 | 0 | 0 | 0 | 0 | 0 | 0 | 0
[9 empty] | ------- | ------- | ------- | ------- | ------- | ------- | ------- | ------- | ------- | ------- | ------- | ------- | ------- | ------- | ------- | ------- | ------- | ------- | ------- | ------- | ------- | ------- | ------- | ------- | ------- | ------- | ------- | ------- | ------- | ------- | ------- | ------- | ------- | ------- | ------- | ------- | ------- | ------- | ------- | ------- | ------- | ------- | ------- | ------- | ------- | ------- | ------- | ------- | ------- | ------- | ------- | ------- | ------- | ------- | ------- | ------- | ------- | ------- | ------- | ------- | ------- | ------- | ------- | ------- | ------- | ------- | ------- | ------- | ------- | ------- | ------- | ------- | ------- | ------- | ------- | ------- | ------- | ------- | ------- | ------- | ------- | ------- | ------- | ------- | ------- | ------- | ------- | ------- | ------- | ------- | ------- | ------- | ------- | ------- | ------- | ------- | ------- | ------- | ------- | -------
[6 empty] | Balance |  |  | 983.2056 | 776.8017 | 565.9553 | 377.7679 | 204.4638 | 40.1158 | -125.2323 | -281.3887 | -421.1482 | -551.7161 | 0 | 0 | 0 | 0 | 0 | 0 | 0 | 0 | 0 | 0 | 0 | 0 | 0 | 0 | 0 | 0 | 0 | 0 | 0 | 0 | 0 | 0 | 0 | 0 | 0 | 0 | 0 | 0 | 0 | 0 | 0 | 0 | 0 | 0 | 0 | 0 | 0 | 0 | 0 | 0 | 0 | 0 | 0 | 0 | 0 | 0 | 0 | 0 | 0 | 0 | 0 | 0 | 0 | 0 | 0 | 0 | 0 | 0 | 0 | 0 | 0 | 0 | 0 | 0 | 0 | 0 | 0 | 0 | 0 | 0 | 0 | 0 | 0 | 0 | 0 | 0 | 0 | 0 | 0 | 0 | 0 | 0 | 0 | 0 | 0 | 0 | 0 | 0 | 0 | 0
[6 empty] | Less state income tax |  |  | 84 | 66 | 48 | 32 | 17 | 3 | -11 | -24 | -36 | -47 | 0 | 0 | 0 | 0 | 0 | 0 | 0 | 0 | 0 | 0 | 0 | 0 | 0 | 0 | 0 | 0 | 0 | 0 | 0 | 0 | 0 | 0 | 0 | 0 | 0 | 0 | 0 | 0 | 0 | 0 | 0 | 0 | 0 | 0 | 0 | 0 | 0 | 0 | 0 | 0 | 0 | 0 | 0 | 0 | 0 | 0 | 0 | 0 | 0 | 0 | 0 | 0 | 0 | 0 | 0 | 0 | 0 | 0 | 0 | 0 | 0 | 0 | 0 | 0 | 0 | 0 | 0 | 0 | 0 | 0 | 0 | 0 | 0 | 0 | 0 | 0 | 0 | 0 | 0 | 0 | 0 | 0 | 0 | 0 | 0 | 0 | 0 | 0 | 0 | 0
[9 empty] | ------- | ------- | ------- | ------- | ------- | ------- | ------- | ------- | ------- | ------- | ------- | ------- | ------- | ------- | ------- | ------- | ------- | ------- | ------- | ------- | ------- | ------- | ------- | ------- | ------- | ------- | ------- | ------- | ------- | ------- | ------- | ------- | ------- | ------- | ------- | ------- | ------- | ------- | ------- | ------- | ------- | ------- | ------- | ------- | ------- | ------- | ------- | ------- | ------- | ------- | ------- | ------- | ------- | ------- | ------- | ------- | ------- | ------- | ------- | ------- | ------- | ------- | ------- | ------- | ------- | ------- | ------- | ------- | ------- | ------- | ------- | ------- | ------- | ------- | ------- | ------- | ------- | ------- | ------- | ------- | ------- | ------- | ------- | ------- | ------- | ------- | ------- | ------- | ------- | ------- | ------- | ------- | ------- | ------- | ------- | ------- | ------- | ------- | ------- | -------
[6 empty] | Taxable income |  |  | 899.2056 | 710.8017 | 517.9553 | 345.7679 | 187.4638 | 37.1158 | -114.2323 | -257.3887 | -385.1482 | -504.7161 | 0 | 0 | 0 | 0 | 0 | 0 | 0 | 0 | 0 | 0 | 0 | 0 | 0 | 0 | 0 | 0 | 0 | 0 | 0 | 0 | 0 | 0 | 0 | 0 | 0 | 0 | 0 | 0 | 0 | 0 | 0 | 0 | 0 | 0 | 0 | 0 | 0 | 0 | 0 | 0 | 0 | 0 | 0 | 0 | 0 | 0 | 0 | 0 | 0 | 0 | 0 | 0 | 0 | 0 | 0 | 0 | 0 | 0 | 0 | 0 | 0 | 0 | 0 | 0 | 0 | 0 | 0 | 0 | 0 | 0 | 0 | 0 | 0 | 0 | 0 | 0 | 0 | 0 | 0 | 0 | 0 | 0 | 0 | 0 | 0 | 0 | 0 | 0 | 0 | 0
Federal Income Tax Calculation:
[6 empty] | Federal income tax before credit at 21% |  |  | 189 | 149 | 109 | 73 | 39 | 8 | -24 | -54 | -81 | -106 | 0 | 0 | 0 | 0 | 0 | 0 | 0 | 0 | 0 | 0 | 0 | 0 | 0 | 0 | 0 | 0 | 0 | 0 | 0 | 0 | 0 | 0 | 0 | 0 | 0 | 0 | 0 | 0 | 0 | 0 | 0 | 0 | 0 | 0 | 0 | 0 | 0 | 0 | 0 | 0 | 0 | 0 | 0 | 0 | 0 | 0 | 0 | 0 | 0 | 0 | 0 | 0 | 0 | 0 | 0 | 0 | 0 | 0 | 0 | 0 | 0 | 0 | 0 | 0 | 0 | 0 | 0 | 0 | 0 | 0 | 0 | 0 | 0 | 0 | 0 | 0 | 0 | 0 | 0 | 0 | 0 | 0 | 0 | 0 | 0 | 0 | 0 | 0 | 0 | 0
[6 empty] | Investment credit amortization |  |  | -892 | -892 | -892 | -892 | -892 | -892 | -892 | -892 | -892 | -892 | 0 | 0 | 0 | 0 | 0 | 0 | 0 | 0 | 0 | 0 | 0 | 0 | 0 | 0 | 0 | 0 | 0 | 0 | 0 | 0 | 0 | 0 | 0 | 0 | 0 | 0 | 0 | 0 | 0 | 0 | 0 | 0 | 0 | 0 | 0 | 0 | 0 | 0 | 0 | 0 | 0 | 0 | 0 | 0 | 0 | 0 | 0 | 0 | 0 | 0 | 0 | 0 | 0 | 0 | 0 | 0 | 0 | 0 | 0 | 0 | 0 | 0 | 0 | 0 | 0 | 0 | 0 | 0 | 0 | 0 | 0 | 0 | 0 | 0 | 0 | 0 | 0 | 0 | 0 | 0 | 0 | 0 | 0 | 0 | 0 | 0 | 0 | 0 | 0 | 0
[6 empty] | Production Tax Credit |  |  | 0 | 0 | 0 | 0 | 0 | 0 | 0 | 0 | 0 | 0 | 0 | 0 | 0 | 0 | 0 | 0 | 0 | 0 | 0 | 0 | 0 | 0 | 0 | 0 | 0 | 0 | 0 | 0 | 0 | 0 | 0 | 0 | 0 | 0 | 0 | 0 | 0 | 0 | 0 | 0 | 0 | 0 | 0 | 0 | 0 | 0 | 0 | 0 | 0 | 0 | 0 | 0 | 0 | 0 | 0 | 0 | 0 | 0 | 0 | 0 | 0 | 0 | 0 | 0 | 0 | 0 | 0 | 0 | 0 | 0 | 0 | 0 | 0 | 0 | 0 | 0 | 0 | 0 | 0 | 0 | 0 | 0 | 0 | 0 | 0 | 0 | 0 | 0 | 0 | 0 | 0 | 0 | 0 | 0 | 0 | 0 | 0 | 0 | 0 | 0
[6 empty] | Return of Recurring Level - Excess Deferred Tax |  |  | 0 | 0 | 0 | 0 | 0 | 0 | 0 | 0 | 0 | 0 | 0 | 0 | 0 | 0 | 0 | 0 | 0 | 0 | 0 | 0 | 0 | 0 | 0 | 0 | 0 | 0 | 0 | 0 | 0 | 0 | 0 | 0 | 0 | 0 | 0 | 0 | 0 | 0 | 0 | 0 | 0 | 0 | 0 | 0 | 0 | 0 | 0 | 0 | 0 | 0 | 0 | 0 | 0 | 0 | 0 | 0 | 0 | 0 | 0 | 0 | 0 | 0 | 0 | 0 | 0 | 0 | 0 | 0 | 0 | 0 | 0 | 0 | 0 | 0 | 0 | 0 | 0 | 0 | 0 | 0 | 0 | 0 | 0 | 0 | 0 | 0 | 0 | 0 | 0 | 0 | 0 | 0 | 0 | 0 | 0 | 0 | 0 | 0 | 0 | 0
[6 empty] | CAFC Perm |  |  | 0 | 0 | 0 | 0 | 0 | 0 | 0 | 0 | 0 | 0 | 0 | 0 | 0 | 0 | 0 | 0 | 0 | 0 | 0 | 0 | 0 | 0 | 0 | 0 | 0 | 0 | 0 | 0 | 0 | 0 | 0 | 0 | 0 | 0 | 0 | 0 | 0 | 0 | 0 | 0 | 0 | 0 | 0 | 0 | 0 | 0 | 0 | 0 | 0 | 0 | 0 | 0 | 0 | 0 | 0 | 0 | 0 | 0 | 0 | 0 | 0 | 0 | 0 | 0 | 0 | 0 | 0 | 0 | 0 | 0 | 0 | 0 | 0 | 0 | 0 | 0 | 0 | 0 | 0 | 0 | 0 | 0 | 0 | 0 | 0 | 0 | 0 | 0 | 0 | 0 | 0 | 0 | 0 | 0 | 0 | 0 | 0 | 0 | 0 | 0
[6 empty] | FAS 109 ITC Basis Adjustment |  |  | 0 | 0 | 0 | 0 | 0 | 0 | 0 | 0 | 0 | 0 | 0 | 0 | 0 | 0 | 0 | 0 | 0 | 0 | 0 | 0 | 0 | 0 | 0 | 0 | 0 | 0 | 0 | 0 | 0 | 0 | 0 | 0 | 0 | 0 | 0 | 0 | 0 | 0 | 0 | 0 | 0 | 0 | 0 | 0 | 0 | 0 | 0 | 0 | 0 | 0 | 0 | 0 | 0 | 0 | 0 | 0 | 0 | 0 | 0 | 0 | 0 | 0 | 0 | 0 | 0 | 0 | 0 | 0 | 0 | 0 | 0 | 0 | 0 | 0 | 0 | 0 | 0 | 0 | 0 | 0 | 0 | 0 | 0 | 0 | 0 | 0 | 0 | 0 | 0 | 0 | 0 | 0 | 0 | 0 | 0 | 0 | 0 | 0 | 0 | 0
[6 empty] | AFUDC Deferred Tax Adjustment |  |  | 0 | 0 | 0 | 0 | 0 | 0 | 0 | 0 | 0 | 0 | 0 | 0 | 0 | 0 | 0 | 0 | 0 | 0 | 0 | 0 | 0 | 0 | 0 | 0 | 0 | 0 | 0 | 0 | 0 | 0 | 0 | 0 | 0 | 0 | 0 | 0 | 0 | 0 | 0 | 0 | 0 | 0 | 0 | 0 | 0 | 0 | 0 | 0 | 0 | 0 | 0 | 0 | 0 | 0 | 0 | 0 | 0 | 0 | 0 | 0 | 0 | 0 | 0 | 0 | 0 | 0 | 0 | 0 | 0 | 0 | 0 | 0 | 0 | 0 | 0 | 0 | 0 | 0 | 0 | 0 | 0 | 0 | 0 | 0 | 0 | 0 | 0 | 0 | 0 | 0 | 0 | 0 | 0 | 0 | 0 | 0 | 0 | 0 | 0 | 0
[9 empty] | ------ | ------ | ------ | ------ | ------ | ------ | ------ | ------ | ------ | ------ | ------ | ------ | ------ | ------ | ------ | ------ | ------ | ------ | ------ | ------ | ------ | ------ | ------ | ------ | ------ | ------ | ------ | ------ | ------ | ------ | ------ | ------ | ------ | ------ | ------ | ------ | ------ | ------ | ------ | ------ | ------ | ------ | ------ | ------ | ------ | ------ | ------ | ------ | ------ | ------ | ------ | ------ | ------ | ------ | ------ | ------ | ------ | ------ | ------ | ------ | ------ | ------ | ------ | ------ | ------ | ------ | ------ | ------ | ------ | ------ | ------ | ------ | ------ | ------ | ------ | ------ | ------ | ------ | ------ | ------ | ------ | ------ | ------ | ------ | ------ | ------ | ------ | ------ | ------ | ------ | ------ | ------ | ------ | ------ | ------ | ------ | ------ | ------ | ------ | ------
[6 empty] | Federal income tax |  |  | -703 | -743 | -783 | -819 | -853 | -884 | -916 | -946 | -973 | -998 | 0 | 0 | 0 | 0 | 0 | 0 | 0 | 0 | 0 | 0 | 0 | 0 | 0 | 0 | 0 | 0 | 0 | 0 | 0 | 0 | 0 | 0 | 0 | 0 | 0 | 0 | 0 | 0 | 0 | 0 | 0 | 0 | 0 | 0 | 0 | 0 | 0 | 0 | 0 | 0 | 0 | 0 | 0 | 0 | 0 | 0 | 0 | 0 | 0 | 0 | 0 | 0 | 0 | 0 | 0 | 0 | 0 | 0 | 0 | 0 | 0 | 0 | 0 | 0 | 0 | 0 | 0 | 0 | 0 | 0 | 0 | 0 | 0 | 0 | 0 | 0 | 0 | 0 | 0 | 0 | 0 | 0 | 0 | 0 | 0 | 0 | 0 | 0 | 0 | 0
[9 empty] | ------ | ------ | ------ | ------ | ------ | ------ | ------ | ------ | ------ | ------ | ------ | ------ | ------ | ------ | ------ | ------ | ------ | ------ | ------ | ------ | ------ | ------ | ------ | ------ | ------ | ------ | ------ | ------ | ------ | ------ | ------ | ------ | ------ | ------ | ------ | ------ | ------ | ------ | ------ | ------ | ------ | ------ | ------ | ------ | ------ | ------ | ------ | ------ | ------ | ------ | ------ | ------ | ------ | ------ | ------ | ------ | ------ | ------ | ------ | ------ | ------ | ------ | ------ | ------ | ------ | ------ | ------ | ------ | ------ | ------ | ------ | ------ | ------ | ------ | ------ | ------ | ------ | ------ | ------ | ------ | ------ | ------ | ------ | ------ | ------ | ------ | ------ | ------ | ------ | ------ | ------ | ------ | ------ | ------ | ------ | ------ | ------ | ------ | ------ | ------
[6 empty] | Total Federal Income Taxes |  |  | -703 | -743 | -783 | -819 | -853 | -884 | -916 | -946 | -973 | -998 | 0 | 0 | 0 | 0 | 0 | 0 | 0 | 0 | 0 | 0 | 0 | 0 | 0 | 0 | 0 | 0 | 0 | 0 | 0 | 0 | 0 | 0 | 0 | 0 | 0 | 0 | 0 | 0 | 0 | 0 | 0 | 0 | 0 | 0 | 0 | 0 | 0 | 0 | 0 | 0 | 0 | 0 | 0 | 0 | 0 | 0 | 0 | 0 | 0 | 0 | 0 | 0 | 0 | 0 | 0 | 0 | 0 | 0 | 0 | 0 | 0 | 0 | 0 | 0 | 0 | 0 | 0 | 0 | 0 | 0 | 0 | 0 | 0 | 0 | 0 | 0 | 0 | 0 | 0 | 0 | 0 | 0 | 0 | 0 | 0 | 0 | 0 | 0 | 0 | 0
State Income Tax Calculation:
[6 empty] | Taxable income at 8.5% |  |  | 84 | 66 | 48 | 32 | 17 | 3 | -11 | -24 | -36 | -47 | 0 | 0 | 0 | 0 | 0 | 0 | 0 | 0 | 0 | 0 | 0 | 0 | 0 | 0 | 0 | 0 | 0 | 0 | 0 | 0 | 0 | 0 | 0 | 0 | 0 | 0 | 0 | 0 | 0 | 0 | 0 | 0 | 0 | 0 | 0 | 0 | 0 | 0 | 0 | 0 | 0 | 0 | 0 | 0 | 0 | 0 | 0 | 0 | 0 | 0 | 0 | 0 | 0 | 0 | 0 | 0 | 0 | 0 | 0 | 0 | 0 | 0 | 0 | 0 | 0 | 0 | 0 | 0 | 0 | 0 | 0 | 0 | 0 | 0 | 0 | 0 | 0 | 0 | 0 | 0 | 0 | 0 | 0 | 0 | 0 | 0 | 0 | 0 | 0 | 0
[6 empty] | Vermont income tax rate change adjustment |  |  | 0 | 0 | 0 | 0 | 0 | 0 | 0 | 0 | 0 | 0 | 0 | 0 | 0 | 0 | 0 | 0 | 0 | 0 | 0 | 0 | 0 | 0 | 0 | 0 | 0 | 0 | 0 | 0 | 0 | 0 | 0 | 0 | 0 | 0 | 0 | 0 | 0 | 0 | 0 | 0 | 0 | 0 | 0 | 0 | 0 | 0 | 0 | 0 | 0 | 0 | 0 | 0 | 0 | 0 | 0 | 0 | 0 | 0 | 0 | 0 | 0 | 0 | 0 | 0 | 0 | 0 | 0 | 0 | 0 | 0 | 0 | 0 | 0 | 0 | 0 | 0 | 0 | 0 | 0 | 0 | 0 | 0 | 0 | 0 | 0 | 0 | 0 | 0 | 0 | 0 | 0 | 0 | 0 | 0 | 0 | 0 | 0 | 0 | 0 | 0
[6 empty] | Vermont Solar ITC |  |  | 0 | 0 | 0 | 0 | 0 | 0 | 0 | 0 | 0 | 0 | 0 | 0 | 0 | 0 | 0 | 0 | 0 | 0 | 0 | 0 | 0 | 0 | 0 | 0 | 0 | 0 | 0 | 0 | 0 | 0 | 0 | 0 | 0 | 0 | 0 | 0 | 0 | 0 | 0 | 0 | 0 | 0 | 0 | 0 | 0 | 0 | 0 | 0 | 0 | 0 | 0 | 0 | 0 | 0 | 0 | 0 | 0 | 0 | 0 | 0 | 0 | 0 | 0 | 0 | 0 | 0 | 0 | 0 | 0 | 0 | 0 | 0 | 0 | 0 | 0 | 0 | 0 | 0 | 0 | 0 | 0 | 0 | 0 | 0 | 0 | 0 | 0 | 0 | 0 | 0 | 0 | 0 | 0 | 0 | 0 | 0 | 0 | 0 | 0 | 0
[6 empty] | ITC Basis Adj |  |  | 0 | 0 | 0 | 0 | 0 | 0 | 0 | 0 | 0 | 0 | 0 | 0 | 0 | 0 | 0 | 0 | 0 | 0 | 0 | 0 | 0 | 0 | 0 | 0 | 0 | 0 | 0 | 0 | 0 | 0 | 0 | 0 | 0 | 0 | 0 | 0 | 0 | 0 | 0 | 0 | 0 | 0 | 0 | 0 | 0 | 0 | 0 | 0 | 0 | 0 | 0 | 0 | 0 | 0 | 0 | 0 | 0 | 0 | 0 | 0 | 0 | 0 | 0 | 0 | 0 | 0 | 0 | 0 | 0 | 0 | 0 | 0 | 0 | 0 | 0 | 0 | 0 | 0 | 0 | 0 | 0 | 0 | 0 | 0 | 0 | 0 | 0 | 0 | 0 | 0 | 0 | 0 | 0 | 0 | 0 | 0 | 0 | 0 | 0 | 0
[6 empty] | AFUDC Deferred Tax Adj |  |  | 0 | 0 | 0 | 0 | 0 | 0 | 0 | 0 | 0 | 0 | 0 | 0 | 0 | 0 | 0 | 0 | 0 | 0 | 0 | 0 | 0 | 0 | 0 | 0 | 0 | 0 | 0 | 0 | 0 | 0 | 0 | 0 | 0 | 0 | 0 | 0 | 0 | 0 | 0 | 0 | 0 | 0 | 0 | 0 | 0 | 0 | 0 | 0 | 0 | 0 | 0 | 0 | 0 | 0 | 0 | 0 | 0 | 0 | 0 | 0 | 0 | 0 | 0 | 0 | 0 | 0 | 0 | 0 | 0 | 0 | 0 | 0 | 0 | 0 | 0 | 0 | 0 | 0 | 0 | 0 | 0 | 0 | 0 | 0 | 0 | 0 | 0 | 0 | 0 | 0 | 0 | 0 | 0 | 0 | 0 | 0 | 0 | 0 | 0 | 0
[9 empty] | ------ | ------ | ------ | ------ | ------ | ------ | ------ | ------ | ------ | ------ | ------ | ------ | ------ | ------ | ------ | ------ | ------ | ------ | ------ | ------ | ------ | ------ | ------ | ------ | ------ | ------ | ------ | ------ | ------ | ------ | ------ | ------ | ------ | ------ | ------ | ------ | ------ | ------ | ------ | ------ | ------ | ------ | ------ | ------ | ------ | ------ | ------ | ------ | ------ | ------ | ------ | ------ | ------ | ------ | ------ | ------ | ------ | ------ | ------ | ------ | ------ | ------ | ------ | ------ | ------ | ------ | ------ | ------ | ------ | ------ | ------ | ------ | ------ | ------ | ------ | ------ | ------ | ------ | ------ | ------ | ------ | ------ | ------ | ------ | ------ | ------ | ------ | ------ | ------ | ------ | ------ | ------ | ------ | ------ | ------ | ------ | ------ | ------ | ------ | ------
[6 empty] | Total State Income Taxes |  |  | 84 | 66 | 48 | 32 | 17 | 3 | -11 | -24 | -36 | -47 | 0 | 0 | 0 | 0 | 0 | 0 | 0 | 0 | 0 | 0 | 0 | 0 | 0 | 0 | 0 | 0 | 0 | 0 | 0 | 0 | 0 | 0 | 0 | 0 | 0 | 0 | 0 | 0 | 0 | 0 | 0 | 0 | 0 | 0 | 0 | 0 | 0 | 0 | 0 | 0 | 0 | 0 | 0 | 0 | 0 | 0 | 0 | 0 | 0 | 0 | 0 | 0 | 0 | 0 | 0 | 0 | 0 | 0 | 0 | 0 | 0 | 0 | 0 | 0 | 0 | 0 | 0 | 0 | 0 | 0 | 0 | 0 | 0 | 0 | 0 | 0 | 0 | 0 | 0 | 0 | 0 | 0 | 0 | 0 | 0 | 0 | 0 | 0 | 0 | 0
[9 empty] | ------- | ------- | ------- | ------- | ------- | ------- | ------- | ------- | ------- | ------- | ------- | ------- | ------- | ------- | ------- | ------- | ------- | ------- | ------- | ------- | ------- | ------- | ------- | ------- | ------- | ------- | ------- | ------- | ------- | ------- | ------- | ------- | ------- | ------- | ------- | ------- | ------- | ------- | ------- | ------- | ------- | ------- | ------- | ------- | ------- | ------- | ------- | ------- | ------- | ------- | ------- | ------- | ------- | ------- | ------- | ------- | ------- | ------- | ------- | ------- | ------- | ------- | ------- | ------- | ------- | ------- | ------- | ------- | ------- | ------- | ------- | ------- | ------- | ------- | ------- | ------- | ------- | ------- | ------- | ------- | ------- | ------- | ------- | ------- | ------- | ------- | ------- | ------- | ------- | ------- | ------- | ------- | ------- | ------- | ------- | ------- | ------- | ------- | ------- | -------
[6 empty] | TOTAL STATE AND FEDERAL INCOME TAX |  |  | -619 | -677 | -735 | -787 | -836 | -881 | -927 | -970 | -1009 | -1045 | 0 | 0 | 0 | 0 | 0 | 0 | 0 | 0 | 0 | 0 | 0 | 0 | 0 | 0 | 0 | 0 | 0 | 0 | 0 | 0 | 0 | 0 | 0 | 0 | 0 | 0 | 0 | 0 | 0 | 0 | 0 | 0 | 0 | 0 | 0 | 0 | 0 | 0 | 0 | 0 | 0 | 0 | 0 | 0 | 0 | 0 | 0 | 0 | 0 | 0 | 0 | 0 | 0 | 0 | 0 | 0 | 0 | 0 | 0 | 0 | 0 | 0 | 0 | 0 | 0 | 0 | 0 | 0 | 0 | 0 | 0 | 0 | 0 | 0 | 0 | 0 | 0 | 0 | 0 | 0 | 0 | 0 | 0 | 0 | 0 | 0 | 0 | 0 | 0 | 0
TAX CHECK:
[6 empty] | Pre tax income / (loss) |  |  | 537.2056 | 330.8017 | 119.9553 | -68.2321 | -241.5362 | -405.8842 | -571.2323 | -727.3887 | -867.1482 | -997.7161 | 0 | 0 | 0 | 0 | 0 | 0 | 0 | 0 | 0 | 0 | 0 | 0 | 0 | 0 | 0 | 0 | 0 | 0 | 0 | 0 | 0 | 0 | 0 | 0 | 0 | 0 | 0 | 0 | 0 | 0 | 0 | 0 | 0 | 0 | 0 | 0 | 0 | 0 | 0 | 0 | 0 | 0 | 0 | 0 | 0 | 0 | 0 | 0 | 0 | 0 | 0 | 0 | 0 | 0 | 0 | 0 | 0 | 0 | 0 | 0 | 0 | 0 | 0 | 0 | 0 | 0 | 0 | 0 | 0 | 0 | 0 | 0 | 0 | 0 | 0 | 0 | 0 | 0 | 0 | 0 | 0 | 0 | 0 | 0 | 0 | 0 | 0 | 0 | 0 | 0
[6 empty] | Permanent Difference |  |  | 446 | 446 | 446 | 446 | 446 | 446 | 446 | 446 | 446 | 446 | 0 | 0 | 0 | 0 | 0 | 0 | 0 | 0 | 0 | 0 | 0 | 0 | 0 | 0 | 0 | 0 | 0 | 0 | 0 | 0 | 0 | 0 | 0 | 0 | 0 | 0 | 0 | 0 | 0 | 0 | 0 | 0 | 0 | 0 | 0 | 0 | 0 | 0 | 0 | 0 | 0 | 0 | 0 | 0 | 0 | 0 | 0 | 0 | 0 | 0 | 0 | 0 | 0 | 0 | 0 | 0 | 0 | 0 | 0 | 0 | 0 | 0 | 0 | 0 | 0 | 0 | 0 | 0 | 0 | 0 | 0 | 0 | 0 | 0 | 0 | 0 | 0 | 0 | 0 | 0 | 0 | 0 | 0 | 0 | 0 | 0 | 0 | 0 | 0 | 0
[6 empty] | Adjusted taxable income |  |  | 983.2056 | 776.8017 | 565.9553 | 377.7679 | 204.4638 | 40.1158 | -125.2323 | -281.3887 | -421.1482 | -551.7161 | 0 | 0 | 0 | 0 | 0 | 0 | 0 | 0 | 0 | 0 | 0 | 0 | 0 | 0 | 0 | 0 | 0 | 0 | 0 | 0 | 0 | 0 | 0 | 0 | 0 | 0 | 0 | 0 | 0 | 0 | 0 | 0 | 0 | 0 | 0 | 0 | 0 | 0 | 0 | 0 | 0 | 0 | 0 | 0 | 0 | 0 | 0 | 0 | 0 | 0 | 0 | 0 | 0 | 0 | 0 | 0 | 0 | 0 | 0 | 0 | 0 | 0 | 0 | 0 | 0 | 0 | 0 | 0 | 0 | 0 | 0 | 0 | 0 | 0 | 0 | 0 | 0 | 0 | 0 | 0 | 0 | 0 | 0 | 0 | 0 | 0 | 0 | 0 | 0 | 0
[6 empty] | Statutory rate |  |  | 27.71% | 27.71% | 27.71% | 27.71% | 27.71% | 27.71% | 27.71% | 27.71% | 27.71% | 27.71% | 27.71% | 27.71% | 27.71% | 27.71% | 27.71% | 27.71% | 27.71% | 27.71% | 27.71% | 27.71% | 27.71% | 27.71% | 27.71% | 27.71% | 27.71% | 27.71% | 27.71% | 27.71% | 27.71% | 27.71% | 27.71% | 27.71% | 27.71% | 27.71% | 27.71% | 27.71% | 27.71% | 27.71% | 27.71% | 27.71% | 27.71% | 27.71% | 27.71% | 27.71% | 27.71% | 27.71% | 27.71% | 27.71% | 27.71% | 27.71% | 27.71% | 27.71% | 27.71% | 27.71% | 27.71% | 27.71% | 27.71% | 27.71% | 27.71% | 27.71% | 27.71% | 27.71% | 27.71% | 27.71% | 27.71% | 27.71% | 27.71% | 27.71% | 27.71% | 27.71% | 27.71% | 27.71% | 27.71% | 27.71% | 27.71% | 27.71% | 27.71% | 27.71% | 27.71% | 27.71% | 27.71% | 27.71% | 27.71% | 27.71% | 27.71% | 27.71% | 27.71% | 27.71% | 27.71% | 27.71% | 27.71% | 27.71% | 27.71% | 27.71% | 27.71% | 27.71% | 27.71% | 27.71% | 27.71% | 27.71%
[6 empty] | Income tax |  |  | 272 | 215 | 157 | 105 | 57 | 11 | -35 | -78 | -117 | -153 | 0 | 0 | 0 | 0 | 0 | 0 | 0 | 0 | 0 | 0 | 0 | 0 | 0 | 0 | 0 | 0 | 0 | 0 | 0 | 0 | 0 | 0 | 0 | 0 | 0 | 0 | 0 | 0 | 0 | 0 | 0 | 0 | 0 | 0 | 0 | 0 | 0 | 0 | 0 | 0 | 0 | 0 | 0 | 0 | 0 | 0 | 0 | 0 | 0 | 0 | 0 | 0 | 0 | 0 | 0 | 0 | 0 | 0 | 0 | 0 | 0 | 0 | 0 | 0 | 0 | 0 | 0 | 0 | 0 | 0 | 0 | 0 | 0 | 0 | 0 | 0 | 0 | 0 | 0 | 0 | 0 | 0 | 0 | 0 | 0 | 0 | 0 | 0 | 0 | 0
[6 empty] | ITC Amortization |  |  | -892 | -892 | -892 | -892 | -892 | -892 | -892 | -892 | -892 | -892 | 0 | 0 | 0 | 0 | 0 | 0 | 0 | 0 | 0 | 0 | 0 | 0 | 0 | 0 | 0 | 0 | 0 | 0 | 0 | 0 | 0 | 0 | 0 | 0 | 0 | 0 | 0 | 0 | 0 | 0 | 0 | 0 | 0 | 0 | 0 | 0 | 0 | 0 | 0 | 0 | 0 | 0 | 0 | 0 | 0 | 0 | 0 | 0 | 0 | 0 | 0 | 0 | 0 | 0 | 0 | 0 | 0 | 0 | 0 | 0 | 0 | 0 | 0 | 0 | 0 | 0 | 0 | 0 | 0 | 0 | 0 | 0 | 0 | 0 | 0 | 0 | 0 | 0 | 0 | 0 | 0 | 0 | 0 | 0 | 0 | 0 | 0 | 0 | 0 | 0
[6 empty] | Net Income Tax Expense/(Benefit) |  |  | -620 | -677 | -735 | -787 | -835 | -881 | -927 | -970 | -1009 | -1045 | 0 | 0 | 0 | 0 | 0 | 0 | 0 | 0 | 0 | 0 | 0 | 0 | 0 | 0 | 0 | 0 | 0 | 0 | 0 | 0 | 0 | 0 | 0 | 0 | 0 | 0 | 0 | 0 | 0 | 0 | 0 | 0 | 0 | 0 | 0 | 0 | 0 | 0 | 0 | 0 | 0 | 0 | 0 | 0 | 0 | 0 | 0 | 0 | 0 | 0 | 0 | 0 | 0 | 0 | 0 | 0 | 0 | 0 | 0 | 0 | 0 | 0 | 0 | 0 | 0 | 0 | 0 | 0 | 0 | 0 | 0 | 0 | 0 | 0 | 0 | 0 | 0 | 0 | 0 | 0 | 0 | 0 | 0 | 0 | 0 | 0 | 0 | 0 | 0 | 0
[6 empty] | Net Income / (Loss) |  |  | 1157.2056 | 1007.8017 | 854.9553 | 718.7679 | 593.4638 | 475.1158 | 355.7677 | 242.6113 | 141.8518 | 47.2839 | 0 | 0 | 0 | 0 | 0 | 0 | 0 | 0 | 0 | 0 | 0 | 0 | 0 | 0 | 0 | 0 | 0 | 0 | 0 | 0 | 0 | 0 | 0 | 0 | 0 | 0 | 0 | 0 | 0 | 0 | 0 | 0 | 0 | 0 | 0 | 0 | 0 | 0 | 0 | 0 | 0 | 0 | 0 | 0 | 0 | 0 | 0 | 0 | 0 | 0 | 0 | 0 | 0 | 0 | 0 | 0 | 0 | 0 | 0 | 0 | 0 | 0 | 0 | 0 | 0 | 0 | 0 | 0 | 0 | 0 | 0 | 0 | 0 | 0 | 0 | 0 | 0 | 0 | 0 | 0 | 0 | 0 | 0 | 0 | 0 | 0 | 0 | 0 | 0 | 0
[6 empty] | Variance |  |  | 0.20563 | -0.19834 | -0.044697 | -0.23213 | 0.46381 | 0.11578 | -0.23226 | -0.38872 | -0.14817 | 0.28394 | 0 | 0 | 0 | 0 | 0 | 0 | 0 | 0 | 0 | 0 | 0 | 0 | 0 | 0 | 0 | 0 | 0 | 0 | 0 | 0 | 0 | 0 | 0 | 0 | 0 | 0 | 0 | 0 | 0 | 0 | 0 | 0 | 0 | 0 | 0 | 0 | 0 | 0 | 0 | 0 | 0 | 0 | 0 | 0 | 0 | 0 | 0 | 0 | 0 | 0 | 0 | 0 | 0 | 0 | 0 | 0 | 0 | 0 | 0 | 0 | 0 | 0 | 0 | 0 | 0 | 0 | 0 | 0 | 0 | 0 | 0 | 0 | 0 | 0 | 0 | 0 | 0 | 0 | 0 | 0 | 0 | 0 | 0 | 0 | 0 | 0 | 0 | 0 | 0 | 0
[6 empty] | Retail Revenue |  |  | 1021.3664 | 752.8183 | 477.9676 | 232.7517 | 7.3954 | -206.9296 | -422.2546 | -625.7953 | -807.7478 | -977.9159 | 0 | 0 | 0 | 0 | 0 | 0 | 0 | 0 | 0 | 0 | 0 | 0 | 0 | 0 | 0 | 0 | 0 | 0 | 0 | 0 | 0 | 0 | 0 | 0 | 0 | 0 | 0 | 0 | 0 | 0 | 0 | 0 | 0 | 0 | 0 | 0 | 0 | 0 | 0 | 0 | 0 | 0 | 0 | 0 | 0 | 0 | 0 | 0 | 0 | 0 | 0 | 0 | 0 | 0 | 0 | 0 | 0 | 0 | 0 | 0 | 0 | 0 | 0 | 0 | 0 | 0 | 0 | 0 | 0 | 0 | 0 | 0 | 0 | 0 | 0 | 0 | 0 | 0 | 0 | 0 | 0 | 0 | 0 | 0 | 0 | 0 | 0 | 0 | 0 | 0
[6 empty] | Interest Expense |  |  | -484.1608 | -422.0167 | -358.0123 | -300.9839 | -248.9316 | -198.9546 | -148.9777 | -101.5934 | -59.4004 | -19.8001 | 0 | 0 | 0 | 0 | 0 | 0 | 0 | 0 | 0 | 0 | 0 | 0 | 0 | 0 | 0 | 0 | 0 | 0 | 0 | 0 | 0 | 0 | 0 | 0 | 0 | 0 | 0 | 0 | 0 | 0 | 0 | 0 | 0 | 0 | 0 | 0 | 0 | 0 | 0 | 0 | 0 | 0 | 0 | 0 | 0 | 0 | 0 | 0 | 0 | 0 | 0 | 0 | 0 | 0 | 0 | 0 | 0 | 0 | 0 | 0 | 0 | 0 | 0 | 0 | 0 | 0 | 0 | 0 | 0 | 0 | 0 | 0 | 0 | 0 | 0 | 0 | 0 | 0 | 0 | 0 | 0 | 0 | 0 | 0 | 0 | 0 | 0 | 0 | 0 | 0
[6 empty] | Income tax expense / (Benefit) |  |  | -620 | -677 | -735 | -787 | -835 | -881 | -927 | -970 | -1009 | -1045 | 0 | 0 | 0 | 0 | 0 | 0 | 0 | 0 | 0 | 0 | 0 | 0 | 0 | 0 | 0 | 0 | 0 | 0 | 0 | 0 | 0 | 0 | 0 | 0 | 0 | 0 | 0 | 0 | 0 | 0 | 0 | 0 | 0 | 0 | 0 | 0 | 0 | 0 | 0 | 0 | 0 | 0 | 0 | 0 | 0 | 0 | 0 | 0 | 0 | 0 | 0 | 0 | 0 | 0 | 0 | 0 | 0 | 0 | 0 | 0 | 0 | 0 | 0 | 0 | 0 | 0 | 0 | 0 | 0 | 0 | 0 | 0 | 0 | 0 | 0 | 0 | 0 | 0 | 0 | 0 | 0 | 0 | 0 | 0 | 0 | 0 | 0 | 0 | 0 | 0
[6 empty] | net income |  |  | 1157 | 1008 | 855 | 719 | 593 | 475 | 356 | 243 | 142 | 47 | 0 | 0 | 0 | 0 | 0 | 0 | 0 | 0 | 0 | 0 | 0 | 0 | 0 | 0 | 0 | 0 | 0 | 0 | 0 | 0 | 0 | 0 | 0 | 0 | 0 | 0 | 0 | 0 | 0 | 0 | 0 | 0 | 0 | 0 | 0 | 0 | 0 | 0 | 0 | 0 | 0 | 0 | 0 | 0 | 0 | 0 | 0 | 0 | 0 | 0 | 0 | 0 | 0 | 0 | 0 | 0 | 0 | 0 | 0 | 0 | 0 | 0 | 0 | 0 | 0 | 0 | 0 | 0 | 0 | 0 | 0 | 0 | 0 | 0 | 0 | 0 | 0 | 0 | 0 | 0 | 0 | 0 | 0 | 0 | 0 | 0 | 0 | 0 | 0 | 0
[6 empty] | Income Tax |  |  | -619 | -677 | -735 | -787 | -836 | -881 | -927 | -970 | -1009 | -1045 | 0 | 0 | 0 | 0 | 0 | 0 | 0 | 0 | 0 | 0 | 0 | 0 | 0 | 0 | 0 | 0 | 0 | 0 | 0 | 0 | 0 | 0 | 0 | 0 | 0 | 0 | 0 | 0 | 0 | 0 | 0 | 0 | 0 | 0 | 0 | 0 | 0 | 0 | 0 | 0 | 0 | 0 | 0 | 0 | 0 | 0 | 0 | 0 | 0 | 0 | 0 | 0 | 0 | 0 | 0 | 0 | 0 | 0 | 0 | 0 | 0 | 0 | 0 | 0 | 0 | 0 | 0 | 0 | 0 | 0 | 0 | 0 | 0 | 0 | 0 | 0 | 0 | 0 | 0 | 0 | 0 | 0 | 0 | 0 | 0 | 0 | 0 | 0 | 0 | 0
[6 empty] | Capital and Carrying Cost total |  |  | 3484.2784 | 3215.7303 | 2940.8796 | 2695.6637 | 2470.3074 | 2255.9824 | 2040.6574 | 1837.1167 | 1655.1642 | 1484.9961 | 0 | 0 | 0 | 0 | 0 | 0 | 0 | 0 | 0 | 0 | 0 | 0 | 0 | 0 | 0 | 0 | 0 | 0 | 0 | 0 | 0 | 0 | 0 | 0 | 0 | 0 | 0 | 0 | 0 | 0 | 0 | 0 | 0 | 0 | 0 | 0 | 0 | 0 | 0 | 0 | 0 | 0 | 0 | 0 | 0 | 0 | 0 | 0 | 0 | 0 | 0 | 0 | 0 | 0 | 0 | 0 | 0 | 0 | 0 | 0 | 0 | 0 | 0 | 0 | 0 | 0 | 0 | 0 | 0 | 0 | 0 | 0 | 0 | 0 | 0 | 0 | 0 | 0 | 0 | 0 | 0 | 0 | 0 | 0 | 0 | 0 | 0 | 0 | 0 | 0
[6 empty] | Capitalized A&G |  | -1429.12 | 0 | 0 | 0 | 0 | 0 | 0 | 0 | 0 | 0 | 0 | 0 | 0 | 0 | 0 | 0 | 0 | 0 | 0 | 0 | 0 | 0 | 0 | 0 | 0 | 0 | 0 | 0 | 0 | 0 | 0 | 0 | 0 | 0 | 0 | 0 | 0 | 0 | 0 | 0 | 0 | 0 | 0 | 0 | 0 | 0 | 0 | 0 | 0 | 0 | 0 | 0 | 0 | 0 | 0 | 0 | 0 | 0 | 0 | 0 | 0 | 0 | 0 | 0 | 0 | 0 | 0 | 0 | 0 | 0 | 0 | 0 | 0 | 0 | 0 | 0 | 0 | 0 | 0 | 0 | 0 | 0 | 0 | 0 | 0 | 0 | 0 | 0 | 0 | 0 | 0 | 0 | 0 | 0 | 0 | 0 | 0 | 0 | 0 | 0 | 0
[6 empty] | Revenue Requirement | 18160.7842 | -1429.12 | 3484.2784 | 3215.7303 | 2940.8796 | 2695.6637 | 2470.3074 | 2255.9824 | 2040.6574 | 1837.1167 | 1655.1642 | 1484.9961 | 0 | 0 | 0 | 0 | 0 | 0 | 0 | 0 | 0 | 0 | 0 | 0 | 0 | 0 | 0 | 0 | 0 | 0 | 0 | 0 | 0 | 0 | 0 | 0 | 0 | 0 | 0 | 0 | 0 | 0 | 0 | 0 | 0 | 0 | 0 | 0 | 0 | 0 | 0 | 0 | 0 | 0 | 0 | 0 | 0 | 0 | 0 | 0 | 0 | 0 | 0 | 0 | 0 | 0 | 0 | 0 | 0 | 0 | 0 | 0 | 0 | 0 | 0 | 0 | 0 | 0 | 0 | 0 | 0 | 0 | 0 | 0 | 0 | 0 | 0 | 0 | 0 | 0 | 0 | 0 | 0 | 0 | 0 | 0 | 0 | 0 | 0 | 0 | 0 | 0
[6 empty] | Discounted Revenue Requirement | 18160.7842 | -1429.12 | 3272.5303 | 2836.7513 | 2436.6306 | 2097.7271 | 1805.5315 | 1548.6761 | 1315.7271 | 1112.5083 | 941.4092 | 793.2927 | 0 | 0 | 0 | 0 | 0 | 0 | 0 | 0 | 0 | 0 | 0 | 0 | 0 | 0 | 0 | 0 | 0 | 0 | 0 | 0 | 0 | 0 | 0 | 0 | 0 | 0 | 0 | 0 | 0 | 0 | 0 | 0 | 0 | 0 | 0 | 0 | 0 | 0 | 0 | 0 | 0 | 0 | 0 | 0 | 0 | 0 | 0 | 0 | 0 | 0 | 0 | 0 | 0 | 0 | 0 | 0 | 0 | 0 | 0 | 0 | 0 | 0 | 0 | 0 | 0 | 0 | 0 | 0 | 0 | 0 | 0 | 0 | 0 | 0 | 0 | 0 | 0 | 0 | 0 | 0 | 0 | 0 | 0 | 0 | 0 | 0 | 0 | 0 | 0 | 0
[6 empty] | Gross Revenue Tax |  |  | 35.7139 | 32.9612 | 30.144 | 27.6306 | 25.3207 | 23.1238 | 20.9167 | 18.8304 | 16.9654 | 15.2212 | 0 | 0 | 0 | 0 | 0 | 0 | 0 | 0 | 0 | 0 | 0 | 0 | 0 | 0 | 0 | 0 | 0 | 0 | 0 | 0 | 0 | 0 | 0 | 0 | 0 | 0 | 0 | 0 | 0 | 0 | 0 | 0 | 0 | 0 | 0 | 0 | 0 | 0 | 0 | 0 | 0 | 0 | 0 | 0 | 0 | 0 | 0 | 0 | 0 | 0 | 0 | 0 | 0 | 0 | 0 | 0 | 0 | 0 | 0 | 0 | 0 | 0 | 0 | 0 | 0 | 0 | 0 | 0 | 0 | 0 | 0 | 0 | 0 | 0 | 0 | 0 | 0 | 0 | 0 | 0 | 0 | 0 | 0 | 0 | 0 | 0 | 0 | 0 | 0 | 0
[6 empty] | Revenue Requirement adjusted for Gross Revenue Tax |  |  | 3519.9923 | 3248.6916 | 2971.0236 | 2723.2943 | 2495.628 | 2279.1062 | 2061.5741 | 1855.9471 | 1672.1297 | 1500.2173 | 0 | 0 | 0 | 0 | 0 | 0 | 0 | 0 | 0 | 0 | 0 | 0 | 0 | 0 | 0 | 0 | 0 | 0 | 0 | 0 | 0 | 0 | 0 | 0 | 0 | 0 | 0 | 0 | 0 | 0 | 0 | 0 | 0 | 0 | 0 | 0 | 0 | 0 | 0 | 0 | 0 | 0 | 0 | 0 | 0 | 0 | 0 | 0 | 0 | 0 | 0 | 0 | 0 | 0 | 0 | 0 | 0 | 0 | 0 | 0 | 0 | 0 | 0 | 0 | 0 | 0 | 0 | 0 | 0 | 0 | 0 | 0 | 0 | 0 | 0 | 0 | 0 | 0 | 0 | 0 | 0 | 0 | 0 | 0 | 0 | 0 | 0 | 0 | 0 | 0
Financial Inputs
|  |  | Weighted | Weighted | Weighted
| Share | Cost | Pre-Tax | ROR | After-Tax
Equity | 49.81% | 9.972% | 6.87% | 4.967% | 4.967%
Preferred | 0% | 0% | 0% | 0% | 0%
Debt | 50.19% | 4.144% | 2.08% | 2.08% | 1.503%
|  |  | 8.95% | 7.047% | 6.47%
MACRS Rates
Number of years | 7
Year | Rate
1 | 14.29% | half year convention
2 | 24.49%
3 | 17.49%
4 | 12.49%
5 | 8.93%
6 | 8.92%
7 | 8.93%
8 | 4.46%
9
10
11
12
13
14
15
16
17
18
19
20
21
22
23
24
25
26
27
28
29
30
31
32
33
34
35
36
37
38
39
40
41
42
43
44
45
46
47
48
49
50
51
52
53
54
55
56
57
58
59
60
61
62
63
64
65
66
67
68
69
70
71
72
73
74
75
76
77
78
79
80
81
82
83
84
85
86
87
88
89
90
91
92
93
94
95
96
97
98
99
100

## Net peak hit rate
Based on year 1 installations
Program year | 1 | 2 | 3 | 4 | 5 | 6 | 7 | 8 | 9 | 10 | 11 | 12 | 13 | 14 | 15 | 16 | 17 | 18 | 19 | 20
Nominal site capacity (kW) | 11.5 | 11.5 | 11.5 | 11.5 | 11.5 | 11.5 | 11.5 | 11.5 | 11.5 | 11.5 | 11.5 | 11.5 | 11.5 | 11.5 | 11.5 | 11.5 | 11.5 | 11.5 | 11.5 | 11.5
Net RNS peak reduction (kW) | 6.645 | 6.28 | 5.934 | 5.555 | 5.25 | 4.961 | 4.688 | 4.388 | 4.147 | 3.881 | 3.667 | 3.398 | 3.18 | 2.975 | 2.698 | 2.442 | 2.181 | 1.773 | 1.223 | 0.621
RNS Peak reduction as % of nominal | 57.78% | 54.61% | 51.6% | 48.3% | 45.65% | 43.14% | 40.77% | 38.16% | 36.06% | 33.75% | 31.89% | 29.55% | 27.65% | 25.87% | 23.46% | 21.23% | 18.97% | 15.42% | 10.63% | 5.4%
Net FCM peak reduction (kW) | 10.764 | 10.226 | 9.715 | 9.142 | 8.685 | 8.25 | 7.838 | 7.375 | 7.006 | 6.592 | 6.262 | 5.834 | 5.487 | 5.161 | 4.705 | 4.281 | 3.844 | 3.142 | 2.178 | 1.111
FCM peak reduction as % of nominal | 93.6% | 88.92% | 84.48% | 79.5% | 75.52% | 71.74% | 68.16% | 64.13% | 60.92% | 57.32% | 54.45% | 50.73% | 47.71% | 44.88% | 40.91% | 37.23% | 33.43% | 27.32% | 18.94% | 9.661%
Net peak reduction applies availability, forecast effectiveness, battery degradation, losses, reserve margin (for FCM), and end of life failure/replacement
Notes
FCM is higher than its degradation rate because of reserve margin and avoided losses

## Single System
Single System - Active Inputs |  |  | Assumptions Set A and B are fixed examples and do not change with changes to inputs
Customer Payment | 0 |  | Assumptions Set A |  | Assumptions Set B
Average System Life | 18.25
Battery install cost |  | -17079.4662 | Battery install cost | -17079.4662 | Battery install cost | -17371.3128
Total Rev Requirement |  | -17079.4662 | Total Rev Requirement | -17079.4662 | Total Rev Requirement | -17371.3128
Software Fees |  | -249.2832 | Software Fees | -249.2832 | Software Fees | -249.2832
Removal & Recycling |  | -60.3468 | Removal & Recycling | -60.3468 | Removal & Recycling | -120.6936
RTE Credit |  | -654.5447 | RTE Credit | -654.5447 | RTE Credit | -639.8012
Customer Contribution |  | 0 | Customer Contribution | 0 | Customer Contribution | 0
FCM |  | 4315.3199 | FCM | 4315.3199 | FCM | 3889.6622
RNS |  | 11231.2111 | RNS | 11231.2111 | RNS | 10163.5258
Energy |  | 1605.3513 | Energy | 1605.3513 | Energy | 1362.856
Rate 1 |  | 654.5447 | Rate 1 | 654.5447 | Rate 1 | 639.8012
Frequency |  | 650.3258 | Frequency | 650.3258 | Frequency | 418.5906
T&D Deferral |  | 1039.4807 | T&D Deferral | 1039.4807 | T&D Deferral | 719.6405
Power Factor/VAR Support |  | 0 | Power Factor/VAR Support | 0 | Power Factor/VAR Support | 0
Tier 3 |  | 428.4028 | Tier 3 | 428.4028 | Tier 3 | 428.4028
Capitalized A&G |  | 1262.3483 | Capitalized A&G | 1262.3483 | Capitalized A&G | 1284.113
Net Present Value |  | 3143.3438 | Net Present Value | 3143.3438 | Net Present Value | 525.5014

## Full Program
Monthly Customers | 0
|  | Year | 1 | 2 | 3 | 4 | 5 | 6 | 7 | 8 | 9 | 10 | 11 | 12 | 13 | 14 | 15 | 16 | 17 | 18 | 19 | 20 | 21 | 22 | 23 | 24 | 25 | 26 | 27 | 28 | 29 | 30 | 31 | 32 | 33
|  | Monthly Customers | 425
|  | Monthly Customers |  | 425
|  | Monthly Customers |  |  | 425
|  | Costs | [33 empty] | Lifetime NPV
|  | Equipment & Installation Costs Year 1 | -1480818.3367 | -1366685.3943 | -1249873.8363 | -1145657.0871 | -1049880.635 | -958792.5135 | -867279.3921 | -780774.5912 | -703444.8023 | -631123.3341 | 0 | 0 | 0 | 0 | 0 | 0 | 0 | 0 | 0 | 0 | 0 | 0 | 0 | #REF! | #REF! | #REF! | #REF! | #REF! | #REF! | #REF! | #REF! | #REF! | #REF!
|  | Equipment & Installation Costs Year 2 |  | -1480818.3367 | -1366685.3943 | -1249873.8363 | -1145657.0871 | -1049880.635 | -958792.5135 | -867279.3921 | -780774.5912 | -703444.8023 | -631123.3341 | 0 | 0 | 0 | 0 | 0 | 0 | 0 | 0 | 0 | 0 | 0 | 0 | #REF! | #REF! | #REF! | #REF! | #REF! | #REF! | #REF! | #REF! | #REF! | #REF!
|  | Equipment & Installation Costs Year 3 |  |  | -1480818.3367 | -1366685.3943 | -1249873.8363 | -1145657.0871 | -1049880.635 | -958792.5135 | -867279.3921 | -780774.5912 | -703444.8023 | -631123.3341 | 0 | 0 | 0 | 0 | 0 | 0 | 0 | 0 | 0 | 0 | 0 | #REF! | #REF! | #REF! | #REF! | #REF! | #REF! | #REF! | #REF! | #REF! | #REF!
|  | Total Equipment & Installation Costs* | -1480818.3367 | -2847503.731 | -4097377.5673 | -3762216.3177 | -3445411.5584 | -3154330.2357 | -2875952.5406 | -2606846.4968 | -2351498.7856 | -2115342.7277 | -1334568.1365 | -631123.3341 | 0 | 0 | 0 | 0 | 0 | 0 | 0 | 0 | 0 | 0 | 0 | #REF! | #REF! | #REF! | #REF! | #REF! | #REF! | #REF! | #REF! | #REF! | #REF!
|  | Software fees Year 1 | -10200 | -10200 | -10200 | -10200 | -10200 | -10200 | -10200 | -10200 | -10200 | -10200 | -10200 | -10200 | -10200 | -10200 | -10200 | -10200 | -10200 | -10200 | -10200 | -10200 | 0 | 0 | 0 | #REF! | #REF! | #REF! | #REF! | #REF! | #REF! | #REF! | #REF! | #REF! | #REF!
|  | Software fees Year 2 | 0 | -10200 | -10200 | -10200 | -10200 | -10200 | -10200 | -10200 | -10200 | -10200 | -10200 | -10200 | -10200 | -10200 | -10200 | -10200 | -10200 | -10200 | -10200 | -10200 | -10200 | 0 | 0 | #REF! | #REF! | #REF! | #REF! | #REF! | #REF! | #REF! | #REF! | #REF! | #REF!
|  | Software fees Year 3 | 0 | 0 | -10200 | -10200 | -10200 | -10200 | -10200 | -10200 | -10200 | -10200 | -10200 | -10200 | -10200 | -10200 | -10200 | -10200 | -10200 | -10200 | -10200 | -10200 | -10200 | -10200 | 0 | #REF! | #REF! | #REF! | #REF! | #REF! | #REF! | #REF! | #REF! | #REF! | #REF!
|  | Software Fees | -10200 | -20400 | -30600 | -30600 | -30600 | -30600 | -30600 | -30600 | -30600 | -30600 | -30600 | -30600 | -30600 | -30600 | -30600 | -30600 | -30600 | -30600 | -30600 | -30600 | -20400 | -10200 | 0 | #REF! | #REF! | #REF! | #REF! | #REF! | #REF! | #REF! | #REF! | #REF! | #REF!
|  | RTE Credit Year 1 | -26187.3764 | -26711.1239 | -26715.7056 | -27250.0197 | -27795.0201 | -28350.9205 | -28350.2592 | -28917.2644 | -28910.8435 | -29489.0603 | -29187.549 | -29476.5346 | -29765.4047 | -28827.3434 | -27866.1953 | -26861.7873 | -23322.3992 | -17359.4291 | -9405.7496 | 0 | 0 | 0 | 0
|  | RTE Credit Year 2 |  | -26711.1239 | -27245.3464 | -27250.0197 | -27795.0201 | -28350.9205 | -28917.9389 | -28917.2644 | -29495.6097 | -29489.0603 | -30078.8415 | -29771.3 | -30066.0653 | -30360.7128 | -29403.8903 | -28423.5192 | -27399.0231 | -23788.8472 | -17706.6176 | -9593.8646 | 0 | 0 | 0 | 0 | 0 | 0 | 0 | 0 | 0 | 0 | 0 | 0 | 0
|  | RTE Credit Year 3 |  |  | -27245.3464 | -27790.2533 | -27795.0201 | -28350.9205 | -28917.9389 | -29496.2977 | -29495.6097 | -30085.5219 | -30078.8415 | -30680.4184 | -30366.726 | -30667.3866 | -30967.927 | -29991.9681 | -28991.9895 | -27947.0035 | -24264.6242 | -18060.75 | -9785.7419 | 0 | 0
|  | RTE Credit | -26187.3764 | -53422.2478 | -81206.3984 | -82290.2927 | -83385.0602 | -85052.7615 | -86186.137 | -87330.8265 | -87902.0629 | -89063.6426 | -89345.2321 | -89928.253 | -90198.196 | -89855.4428 | -88238.0126 | -85277.2746 | -79713.4119 | -69095.2798 | -51376.9914 | -27654.6146 | -9785.7419 | 0 | 0
|  | Total Costs | -1517205.713 | -2921325.9788 | -4209183.9656 | -3875106.6104 | -3559396.6187 | -3269982.9971 | -2992738.6776 | -2724777.3233 | -2470000.8485 | -2235006.3702 | -1454513.3685 | -751651.5871 | -120798.196 | -120455.4428 | -118838.0126 | -115877.2746 | -110313.4119 | -99695.2798 | -81976.9914 | -58254.6146 | -30185.7419 | -10200 | 0 | #REF! | #REF! | #REF! | #REF! | #REF! | #REF! | #REF! | #REF! | #REF! | #REF!
Revenues
|  | Battery Value Year 1 | 897138.8675 | 957830.6851 | 960727.0387 | 962972.9692 | 919679.9025 | 870888.6826 | 1207897.3835 | 1147547.8244 | 752628.9849 | 747930.9646 | 722532.3124 | 709705.6747 | 709735.7292 | 699550.3332 | 667079.8379 | 614819.2639 | 524369.5037 | 386706.3377 | 219959.9712 | 35319.8229 | 0 | 0 | 0 | #REF! | #REF! | #REF! | #REF! | #REF! | #REF! | #REF! | #REF! | #REF! | #REF!
|  | Battery Value Year 2 |  | 848362.0811 | 971459.8693 | 964438.1334 | 919349.6936 | 870748.3921 | 838423.4113 | 1178086.0921 | 1134894.6056 | 748927.3224 | 734829.2389 | 717703.83 | 716843.6727 | 725401.9497 | 696407.8124 | 648696.3203 | 598261.628 | 510362.7941 | 376482.1221 | 214115.3535 | 34274.3229 | 0 | 0 | #REF! | #REF! | #REF! | #REF! | #REF! | #REF! | #REF! | #REF! | #REF! | #REF!
|  | Battery Value Year 3 |  |  | 844689.5153 | 975170.9714 | 920861.6078 | 870418.1832 | 838283.1208 | 808293.6558 | 1161035.4622 | 1131167.0474 | 735876.5967 | 730097.4837 | 725082.953 | 732640.9206 | 721656.5645 | 677142.2013 | 631248.1823 | 582323.4794 | 496958.1653 | 366719.9072 | 208496.4783 | 33275.5729 | 0 | #REF! | #REF! | #REF! | #REF! | #REF! | #REF! | #REF! | #REF! | #REF! | #REF!
|  | Total Battery Value | 897138.8675 | 1806192.7662 | 2776876.4233 | 2902582.0739 | 2759891.2039 | 2612055.2579 | 2884603.9157 | 3133927.5723 | 3048559.0527 | 2628025.3344 | 2193238.1481 | 2157506.9884 | 2151662.3549 | 2157593.2034 | 2085144.2148 | 1940657.7854 | 1753879.314 | 1479392.6112 | 1093400.2586 | 616155.0835 | 242770.8012 | 33275.5729 | 0 | #REF! | #REF! | #REF! | #REF! | #REF! | #REF! | #REF! | #REF! | #REF! | #REF!
|  | Tier 3 Value | 206125 | 206125 | 206125
|  | End of life removal | 0 | 0 | 0 | 0 | 0 | 0 | 0 | 0 | 0 | 0 | -850 | -1700 | -2550 | -4250 | -5950 | -9350 | -16150 | -30600 | -47600 | -63750 | -46750 | -25500 | 0 | 0 | 0 | 0 | 0 | 0 | 0 | 0 | 0 | 0 | 0
|  | Capitalized A&G | 607376 | 607376 | 607376 | 0 | 0 | 0 | 0 | 0 | 0 | 0 | 0 | 0 | 0 | 0 | 0 | 0 | 0 | 0 | 0 | 0 | 0 | 0 | 0 | #REF! | #REF! | #REF! | #REF! | #REF! | #REF! | #REF! | #REF! | #REF! | #REF!
|  | Customer/ZOI Battery Payment (monthly year 1) | 0 | 0 | 0 | 0 | 0 | 0 | 0 | 0 | 0 | 0 | 0 | 0 | 0 | 0 | 0 | 0 | 0 | 0 | 0 | 0 | 0 | 0 | 0 | 0 | 0 | 0 | 0 | 0 | 0 | 0 | 0 | 0 | 0
|  | Customer/ZOI Battery Payment (monthly year 2) |  | 0 | 0 | 0 | 0 | 0 | 0 | 0 | 0 | 0 | 0 | 0 | 0 | 0 | 0 | 0 | 0 | 0 | 0 | 0 | 0 | 0 | 0 | 0 | 0 | 0 | 0 | 0 | 0 | 0 | 0 | 0 | 0
|  | Customer/ZOI Battery Payment (monthly year 3) |  |  | 0 | 0 | 0 | 0 | 0 | 0 | 0 | 0 | 0 | 0 | 0 | 0 | 0 | 0 | 0 | 0 | 0 | 0 | 0 | 0 | 0 | 0 | 0 | 0 | 0 | 0 | 0 | 0 | 0 | 0 | 0
|  | Customer/ZOI Battery Payment (monthly) | 0 | 0 | 0 | 0 | 0 | 0 | 0 | 0 | 0 | 0 | 0 | 0 | 0 | 0 | 0 | 0 | 0 | 0 | 0 | 0 | 0 | 0 | 0 | 0 | 0 | 0 | 0 | 0 | 0 | 0 | 0 | 0 | 0
|  | Total Revenue | 1710639.8675 | 2619693.7662 | 3590377.4233 | 2902582.0739 | 2759891.2039 | 2612055.2579 | 2884603.9157 | 3133927.5723 | 3048559.0527 | 2628025.3344 | 2192388.1481 | 2155806.9884 | 2149112.3549 | 2153343.2034 | 2079194.2148 | 1931307.7854 | 1737729.314 | 1448792.6112 | 1045800.2586 | 552405.0835 | 196020.8012 | 7775.5729 | 0 | #REF! | #REF! | #REF! | #REF! | #REF! | #REF! | #REF! | #REF! | #REF! | #REF!
|  | Net Present Value | 193434.1544 | -301632.2126 | -618806.5423 | -972524.5365 | -799505.4147 | -657927.7392 | -108134.7619 | 409150.249 | 578558.2042 | 393018.9642 | 737874.7795 | 1404155.4013 | 2028314.1589 | 2032887.7606 | 1960356.2022 | 1815430.5108 | 1627415.9021 | 1349097.3313 | 963823.2672 | 494150.469 | 165835.0594 | -2424.4271 | 0 | #REF! | #REF! | #REF! | #REF! | #REF! | #REF! | #REF! | #REF! | #REF! | #REF! | 4007763.2954
*Includes 6.16% A&G allocation for total equipment costs.

## 3 yr attachment
Monthly Customers | 0 | [35 empty] | Assumptions Set A and B are fixed examples and do not change with changes to inputs
Active Inputs
|  | Year | 1 | 2 | 3 | 4 | 5 | 6 | 7 | 8 | 9 | 10 | 11 | 12 | 13 | 14 | 15 | 16 | 17 | 18 | 19 | 20 | 21 | 22 | 23 | 24 | 25 | 26 | 27 | 28 | 29 | 30 | 31 | 32 | 33
|  | Monthly Customers | 425
|  | Monthly Customers |  | 425
|  | Monthly Customers |  |  | 425
|  | Costs | [33 empty] | Lifetime NPV
|  | Equipment & Installation Costs Year 1 | -1480818.3367 | -1366685.3943 | -1249873.8363 | -1145657.0871 | -1049880.635 | -958792.5135 | -867279.3921 | -780774.5912 | -703444.8023 | -631123.3341 | 0 | 0 | 0 | 0 | 0 | 0 | 0 | 0 | 0 | 0 | 0 | 0 | 0 | #REF! | #REF! | #REF! | #REF! | #REF! | #REF! | #REF! | #REF! | #REF! | #REF!
|  | Equipment & Installation Costs Year 2 | 0 | -1480818.3367 | -1366685.3943 | -1249873.8363 | -1145657.0871 | -1049880.635 | -958792.5135 | -867279.3921 | -780774.5912 | -703444.8023 | -631123.3341 | 0 | 0 | 0 | 0 | 0 | 0 | 0 | 0 | 0 | 0 | 0 | 0 | #REF! | #REF! | #REF! | #REF! | #REF! | #REF! | #REF! | #REF! | #REF! | #REF!
|  | Equipment & Installation Costs Year 3 | 0 | 0 | -1480818.3367 | -1366685.3943 | -1249873.8363 | -1145657.0871 | -1049880.635 | -958792.5135 | -867279.3921 | -780774.5912 | -703444.8023 | -631123.3341 | 0 | 0 | 0 | 0 | 0 | 0 | 0 | 0 | 0 | 0 | 0 | #REF! | #REF! | #REF! | #REF! | #REF! | #REF! | #REF! | #REF! | #REF! | #REF!
|  | Total Equipment & Installation Costs* | -1480818.3367 | -2847503.731 | -4097377.5673 | -3762216.3177 | -3445411.5584 | -3154330.2357 | -2875952.5406 | -2606846.4968 | -2351498.7856 | -2115342.7277 | -1334568.1365 | -631123.3341 | 0 | 0 | 0 | 0 | 0 | 0 | 0 | 0 | 0 | 0 | 0 | #REF! | #REF! | #REF! | #REF! | #REF! | #REF! | #REF! | #REF! | #REF! | #REF!
|  | Software fees Year 1 | -10200 | -10200 | -10200 | -10200 | -10200 | -10200 | -10200 | -10200 | -10200 | -10200 | -10200 | -10200 | -10200 | -10200 | -10200 | -10200 | -10200 | -10200 | -10200 | -10200 | 0 | 0 | 0 | #REF! | #REF! | #REF! | #REF! | #REF! | #REF! | #REF! | #REF! | #REF! | #REF!
|  | Software fees Year 2 | 0 | -10200 | -10200 | -10200 | -10200 | -10200 | -10200 | -10200 | -10200 | -10200 | -10200 | -10200 | -10200 | -10200 | -10200 | -10200 | -10200 | -10200 | -10200 | -10200 | -10200 | 0 | 0 | #REF! | #REF! | #REF! | #REF! | #REF! | #REF! | #REF! | #REF! | #REF! | #REF!
|  | Software fees Year 3 | 0 | 0 | -10200 | -10200 | -10200 | -10200 | -10200 | -10200 | -10200 | -10200 | -10200 | -10200 | -10200 | -10200 | -10200 | -10200 | -10200 | -10200 | -10200 | -10200 | -10200 | -10200 | 0 | #REF! | #REF! | #REF! | #REF! | #REF! | #REF! | #REF! | #REF! | #REF! | #REF!
|  | Software Fees | -10200 | -20400 | -30600 | -30600 | -30600 | -30600 | -30600 | -30600 | -30600 | -30600 | -30600 | -30600 | -30600 | -30600 | -30600 | -30600 | -30600 | -30600 | -30600 | -30600 | -20400 | -10200 | 0 | #REF! | #REF! | #REF! | #REF! | #REF! | #REF! | #REF! | #REF! | #REF! | #REF!
|  | RTE Credit Year 1 | -26187.3764 | -26711.1239 | -26715.7056 | -27250.0197 | -27795.0201 | -28350.9205 | -28350.2592 | -28917.2644 | -28910.8435 | -29489.0603 | -29187.549 | -29476.5346 | -29765.4047 | -28827.3434 | -27866.1953 | -26861.7873 | -23322.3992 | -17359.4291 | -9405.7496 | 0 | 0 | 0 | 0 | 0 | 0 | 0 | 0 | 0 | 0 | 0 | 0 | 0 | 0
|  | RTE Credit Year 2 | 0 | -26711.1239 | -27245.3464 | -27250.0197 | -27795.0201 | -28350.9205 | -28917.9389 | -28917.2644 | -29495.6097 | -29489.0603 | -30078.8415 | -29771.3 | -30066.0653 | -30360.7128 | -29403.8903 | -28423.5192 | -27399.0231 | -23788.8472 | -17706.6176 | -9593.8646 | 0 | 0 | 0 | 0 | 0 | 0 | 0 | 0 | 0 | 0 | 0 | 0 | 0
|  | RTE Credit Year 3 | 0 | 0 | -27245.3464 | -27790.2533 | -27795.0201 | -28350.9205 | -28917.9389 | -29496.2977 | -29495.6097 | -30085.5219 | -30078.8415 | -30680.4184 | -30366.726 | -30667.3866 | -30967.927 | -29991.9681 | -28991.9895 | -27947.0035 | -24264.6242 | -18060.75 | -9785.7419 | 0 | 0 | 0 | 0 | 0 | 0 | 0 | 0 | 0 | 0 | 0 | 0
|  | RTE Credit | -26187.3764 | -53422.2478 | -81206.3984 | -82290.2927 | -83385.0602 | -85052.7615 | -86186.137 | -87330.8265 | -87902.0629 | -89063.6426 | -89345.2321 | -89928.253 | -90198.196 | -89855.4428 | -88238.0126 | -85277.2746 | -79713.4119 | -69095.2798 | -51376.9914 | -27654.6146 | -9785.7419 | 0 | 0 | 0 | 0 | 0 | 0 | 0 | 0 | 0 | 0 | 0 | 0
|  | Total Costs | -1517205.713 | -2921325.9788 | -4209183.9656 | -3875106.6104 | -3559396.6187 | -3269982.9971 | -2992738.6776 | -2724777.3233 | -2470000.8485 | -2235006.3702 | -1454513.3685 | -751651.5871 | -120798.196 | -120455.4428 | -118838.0126 | -115877.2746 | -110313.4119 | -99695.2798 | -81976.9914 | -58254.6146 | -30185.7419 | -10200 | 0 | #REF! | #REF! | #REF! | #REF! | #REF! | #REF! | #REF! | #REF! | #REF! | #REF!
|  | Revenues | 0 | 0 | 0 | 0 | 0 | 0 | 0 | 0 | 0 | 0 | 0 | 0 | 0 | 0 | 0 | 0 | 0 | 0 | 0 | 0 | 0 | 0 | 0 | 0 | 0 | 0 | 0 | 0 | 0 | 0 | 0 | 0 | 0
|  | Battery Value Year 1 | 897138.8675 | 957830.6851 | 960727.0387 | 962972.9692 | 919679.9025 | 870888.6826 | 1207897.3835 | 1147547.8244 | 752628.9849 | 747930.9646 | 722532.3124 | 709705.6747 | 709735.7292 | 699550.3332 | 667079.8379 | 614819.2639 | 524369.5037 | 386706.3377 | 219959.9712 | 35319.8229 | 0 | 0 | 0 | #REF! | #REF! | #REF! | #REF! | #REF! | #REF! | #REF! | #REF! | #REF! | #REF!
|  | Battery Value Year 2 | 0 | 848362.0811 | 971459.8693 | 964438.1334 | 919349.6936 | 870748.3921 | 838423.4113 | 1178086.0921 | 1134894.6056 | 748927.3224 | 734829.2389 | 717703.83 | 716843.6727 | 725401.9497 | 696407.8124 | 648696.3203 | 598261.628 | 510362.7941 | 376482.1221 | 214115.3535 | 34274.3229 | 0 | 0 | #REF! | #REF! | #REF! | #REF! | #REF! | #REF! | #REF! | #REF! | #REF! | #REF!
|  | Battery Value Year 3 | 0 | 0 | 844689.5153 | 975170.9714 | 920861.6078 | 870418.1832 | 838283.1208 | 808293.6558 | 1161035.4622 | 1131167.0474 | 735876.5967 | 730097.4837 | 725082.953 | 732640.9206 | 721656.5645 | 677142.2013 | 631248.1823 | 582323.4794 | 496958.1653 | 366719.9072 | 208496.4783 | 33275.5729 | 0 | #REF! | #REF! | #REF! | #REF! | #REF! | #REF! | #REF! | #REF! | #REF! | #REF!
|  | Total Battery Value | 897138.8675 | 1806192.7662 | 2776876.4233 | 2902582.0739 | 2759891.2039 | 2612055.2579 | 2884603.9157 | 3133927.5723 | 3048559.0527 | 2628025.3344 | 2193238.1481 | 2157506.9884 | 2151662.3549 | 2157593.2034 | 2085144.2148 | 1940657.7854 | 1753879.314 | 1479392.6112 | 1093400.2586 | 616155.0835 | 242770.8012 | 33275.5729 | 0 | #REF! | #REF! | #REF! | #REF! | #REF! | #REF! | #REF! | #REF! | #REF! | #REF!
|  | Tier 3 Value | 206125 | 206125 | 206125 | 0 | 0 | 0 | 0 | 0 | 0 | 0 | 0 | 0 | 0 | 0 | 0 | 0 | 0 | 0 | 0 | 0 | 0 | 0 | 0 | 0 | 0 | 0 | 0 | 0 | 0 | 0 | 0 | 0 | 0
|  | End of life removal | 0 | 0 | 0 | 0 | 0 | 0 | 0 | 0 | 0 | 0 | -850 | -1700 | -2550 | -4250 | -5950 | -9350 | -16150 | -30600 | -47600 | -63750 | -46750 | -25500 | 0 | 0 | 0 | 0 | 0 | 0 | 0 | 0 | 0 | 0 | 0
|  | Capitalized A&G | 607376 | 607376 | 607376 | 0 | 0 | 0 | 0 | 0 | 0 | 0 | 0 | 0 | 0 | 0 | 0 | 0 | 0 | 0 | 0 | 0 | 0 | 0 | 0 | #REF! | #REF! | #REF! | #REF! | #REF! | #REF! | #REF! | #REF! | #REF! | #REF!
|  | Customer/ZOI Battery Payment (monthly year 1) | 0 | 0 | 0 | 0 | 0 | 0 | 0 | 0 | 0 | 0 | 0 | 0 | 0 | 0 | 0 | 0 | 0 | 0 | 0 | 0 | 0 | 0 | 0 | 0 | 0 | 0 | 0 | 0 | 0 | 0 | 0 | 0 | 0
|  | Customer/ZOI Battery Payment (monthly year 2) | 0 | 0 | 0 | 0 | 0 | 0 | 0 | 0 | 0 | 0 | 0 | 0 | 0 | 0 | 0 | 0 | 0 | 0 | 0 | 0 | 0 | 0 | 0 | 0 | 0 | 0 | 0 | 0 | 0 | 0 | 0 | 0 | 0
|  | Customer/ZOI Battery Payment (monthly year 3) | 0 | 0 | 0 | 0 | 0 | 0 | 0 | 0 | 0 | 0 | 0 | 0 | 0 | 0 | 0 | 0 | 0 | 0 | 0 | 0 | 0 | 0 | 0 | 0 | 0 | 0 | 0 | 0 | 0 | 0 | 0 | 0 | 0
|  | Customer/ZOI Battery Payment (monthly) | 0 | 0 | 0 | 0 | 0 | 0 | 0 | 0 | 0 | 0 | 0 | 0 | 0 | 0 | 0 | 0 | 0 | 0 | 0 | 0 | 0 | 0 | 0 | 0 | 0 | 0 | 0 | 0 | 0 | 0 | 0 | 0 | 0
|  | Total Revenue | 1710639.8675 | 2619693.7662 | 3590377.4233 | 2902582.0739 | 2759891.2039 | 2612055.2579 | 2884603.9157 | 3133927.5723 | 3048559.0527 | 2628025.3344 | 2192388.1481 | 2155806.9884 | 2149112.3549 | 2153343.2034 | 2079194.2148 | 1931307.7854 | 1737729.314 | 1448792.6112 | 1045800.2586 | 552405.0835 | 196020.8012 | 7775.5729 | 0 | #REF! | #REF! | #REF! | #REF! | #REF! | #REF! | #REF! | #REF! | #REF! | #REF! |  | Assumptions Set A |  |  |  |  | Assumptions Set B
|  | Net Present Value | 193434.1544 | -301632.2126 | -618806.5423 | -972524.5365 | -799505.4147 | -657927.7392 | -108134.7619 | 409150.249 | 578558.2042 | 393018.9642 | 737874.7795 | 1404155.4013 | 2028314.1589 | 2032887.7606 | 1960356.2022 | 1815430.5108 | 1627415.9021 | 1349097.3313 | 963823.2672 | 494150.469 | 165835.0594 | -2424.4271 | 0 | #REF! | #REF! | #REF! | #REF! | #REF! | #REF! | #REF! | #REF! | #REF! | #REF! | 4007763.2954 | Year | 1 | 2 | 3 |  | Year | 1 | 2 | 3
[6 empty] | 0 | 0 | 0 | 0 | 0 | 0 | 0 | 0 | 0 | 0 | 0 | 0 | 0 | 0 | 0 | 0 | 0 | 0 | 0 | 0 | 0 | 0 | 0 | 0 | 0 | 0 | 0 | 0 | 0 | 0 |  | Monthly Customers | 425 |  |  |  | Monthly Customers | 425
|  | *Includes 6.16% A&G allocation for total equipment costs. | [34 empty] | Monthly Customers |  | 425 |  |  | Monthly Customers |  | 425
[37 empty] | Monthly Customers |  |  | 425 |  | Monthly Customers |  |  | 425
[37 empty] | Costs |  |  |  | Lifetime NPV | Costs |  |  |  | Lifetime NPV
[37 empty] | Equipment & Installation Costs Year 1 | -1480818.3367 | -1366685.3943 | -1249873.8363 |  | Equipment & Installation Costs Year 1 | -1505786.0157 | -1390112.6829 | -1271289.9635
[37 empty] | Equipment & Installation Costs Year 2 | 0 | -1480818.3367 | -1366685.3943 |  | Equipment & Installation Costs Year 2 | 0 | -1505786.0157 | -1390112.6829
[37 empty] | Equipment & Installation Costs Year 3 | 0 | 0 | -1480818.3367 |  | Equipment & Installation Costs Year 3 | 0 | 0 | -1505786.0157
[37 empty] | Total Equipment & Installation Costs* | -1480818.3367 | -2847503.731 | -4097377.5673 |  | Total Equipment & Installation Costs* | -1505786.0157 | -2895898.6986 | -4167188.6621
[37 empty] | Software fees Year 1 | -10200 | -10200 | -10200 |  | Software fees Year 1 | -10200 | -10200 | -10200
[37 empty] | Software fees Year 2 | 0 | -10200 | -10200 |  | Software fees Year 2 | 0 | -10200 | -10200
[37 empty] | Software fees Year 3 | 0 | 0 | -10200 |  | Software fees Year 3 | 0 | 0 | -10200
[37 empty] | Software Fees | -10200 | -20400 | -30600 |  | Software Fees | -10200 | -20400 | -30600
[37 empty] | RTE Credit Year 1 | -26187.3764 | -26711.1239 | -26715.7056 |  | RTE Credit Year 1 | -25693.2749 | -26207.1404 | -26206.835
[37 empty] | RTE Credit Year 2 | 0 | -26711.1239 | -27245.3464 |  | RTE Credit Year 2 | 0 | -26207.1404 | -26731.2832
[37 empty] | RTE Credit Year 3 | 0 | 0 | -27245.3464 |  | RTE Credit Year 3 | 0 | 0 | -26731.2832
[37 empty] | RTE Credit | -26187.3764 | -53422.2478 | -81206.3984 |  | RTE Credit | -25693.2749 | -52414.2809 | -79669.4015
[37 empty] | Total Costs | -1517205.713 | -2921325.9788 | -4209183.9656 |  | Total Costs | -1541679.2906 | -2968712.9795 | -4277458.0636
[37 empty] | Revenues | 0 | 0 | 0 |  | Revenues | 0 | 0 | 0
[37 empty] | Battery Value Year 1 | 897138.8675 | 957830.6851 | 960727.0387 |  | Battery Value Year 1 | 822529.8256 | 878284.4771 | 879088.4842
[37 empty] | Battery Value Year 2 | 0 | 848362.0811 | 971459.8693 |  | Battery Value Year 2 | 0 | 775552.1231 | 889295.9326
[37 empty] | Battery Value Year 3 | 0 | 0 | 844689.5153 |  | Battery Value Year 3 | 0 | 0 | 770910.8286
[37 empty] | Total Battery Value | 897138.8675 | 1806192.7662 | 2776876.4233 |  | Total Battery Value | 822529.8256 | 1653836.6002 | 2539295.2454
[37 empty] | Tier 3 Value | 206125 | 206125 | 206125 |  | Tier 3 Value | 206125 | 206125 | 206125
[37 empty] | End of life removal | 0 | 0 | 0 |  | End of life removal | 0 | 0 | 0
[37 empty] | Capitalized A&G | 607376 | 607376 | 607376 |  | Capitalized A&G | 617848 | 617848 | 617848
[37 empty] | Customer/ZOI Battery Payment (monthly year 1) | 0 | 0 | 0 |  | Customer/ZOI Battery Payment (monthly year 1) | 0 | 0 | 0
[37 empty] | Customer/ZOI Battery Payment (monthly year 2) | 0 | 0 | 0 |  | Customer/ZOI Battery Payment (monthly year 2) | 0 | 0 | 0
[37 empty] | Customer/ZOI Battery Payment (monthly year 3) | 0 | 0 | 0 |  | Customer/ZOI Battery Payment (monthly year 3) | 0 | 0 | 0
[37 empty] | Customer/ZOI Battery Payment (monthly) | 0 | 0 | 0 |  | Customer/ZOI Battery Payment (monthly) | 0 | 0 | 0
[37 empty] | Total Revenue | 1710639.8675 | 2619693.7662 | 3590377.4233 |  | Total Revenue | 1646502.8256 | 2477809.6002 | 3363268.2454
[37 empty] | Net Present Value | 193434.1544 | -301632.2126 | -618806.5423 | 4007763.2954 | Net Present Value | 104823.535 | -490903.3793 | -914189.8182 | 670014.3264
[37 empty] | *Includes 6.16% A&G allocation for total equipment costs. |  |  |  |  | *Includes 6.16% A&G allocation for total equipment costs.

## Monthly Value (1)
Green Mountain Power
kW per system | 11.5
Year |  | 2026 | 2026 | 2026 | 2026 | 2026 | 2026 | 2026 | 2026 | 2026 | 2026 | 2026 | 2026 | 2027 | 2027 | 2027 | 2027 | 2027 | 2027 | 2027 | 2027 | 2027 | 2027 | 2027 | 2027 | 2028 | 2028 | 2028 | 2028 | 2028 | 2028 | 2028 | 2028 | 2028 | 2028 | 2028 | 2028 | 2029 | 2029 | 2029 | 2029 | 2029 | 2029 | 2029 | 2029 | 2029 | 2029 | 2029 | 2029 | 2030 | 2030 | 2030 | 2030 | 2030 | 2030 | 2030 | 2030 | 2030 | 2030 | 2030 | 2030 | 2031 | 2031 | 2031 | 2031 | 2031 | 2031 | 2031 | 2031 | 2031 | 2031 | 2031 | 2031 | 2032 | 2032 | 2032 | 2032 | 2032 | 2032 | 2032 | 2032 | 2032 | 2032 | 2032 | 2032 | 2033 | 2033 | 2033 | 2033 | 2033 | 2033 | 2033 | 2033 | 2033 | 2033 | 2033 | 2033 | 2034 | 2034 | 2034 | 2034 | 2034 | 2034 | 2034 | 2034 | 2034 | 2034 | 2034 | 2034 | 2035 | 2035 | 2035 | 2035 | 2035 | 2035 | 2035 | 2035 | 2035 | 2035 | 2035 | 2035 | 2036 | 2036 | 2036 | 2036 | 2036 | 2036 | 2036 | 2036 | 2036 | 2036 | 2036 | 2036 | 2037 | 2037 | 2037 | 2037 | 2037 | 2037 | 2037 | 2037 | 2037 | 2037 | 2037 | 2037 | 2038 | 2038 | 2038 | 2038 | 2038 | 2038 | 2038 | 2038 | 2038 | 2038 | 2038 | 2038 | 2039 | 2039 | 2039 | 2039 | 2039 | 2039 | 2039 | 2039 | 2039 | 2039 | 2039 | 2039 | 2040 | 2040 | 2040 | 2040 | 2040 | 2040 | 2040 | 2040 | 2040 | 2040 | 2040 | 2040 | 2041 | 2041 | 2041 | 2041 | 2041 | 2041 | 2041 | 2041 | 2041 | 2041 | 2041 | 2041 | 2042 | 2042 | 2042 | 2042 | 2042 | 2042 | 2042 | 2042 | 2042 | 2042 | 2042 | 2042 | 2043 | 2043 | 2043 | 2043 | 2043 | 2043 | 2043 | 2043 | 2043 | 2043 | 2043 | 2043 | 2044 | 2044 | 2044 | 2044 | 2044 | 2044 | 2044 | 2044 | 2044 | 2044 | 2044 | 2044 | 2045 | 2045 | 2045 | 2045 | 2045 | 2045 | 2045 | 2045 | 2045 | 2045 | 2045 | 2045 | 2046 | 2046 | 2046 | 2046 | 2046 | 2046 | 2046 | 2046 | 2046 | 2046 | 2046 | 2046 | 2047 | 2047 | 2047 | 2047 | 2047 | 2047 | 2047 | 2047 | 2047 | 2047 | 2047 | 2047 | 2048 | 2048 | 2048 | 2048 | 2048 | 2048 | 2048 | 2048 | 2048 | 2048 | 2048 | 2048 | 2049 | 2049 | 2049 | 2049 | 2049 | 2049 | 2049 | 2049 | 2049 | 2049 | 2049 | 2049 | 2050 | 2050 | 2050 | 2050 | 2050 | 2050 | 2050 | 2050 | 2050 | 2050 | 2050 | 2050 | 2051 | 2051 | 2051 | 2051 | 2051 | 2051 | 2051 | 2051 | 2051 | 2051 | 2051 | 2051 | 2052 | 2052 | 2052 | 2052 | 2052 | 2052 | 2052 | 2052 | 2052 | 2052 | 2052 | 2052 | 2053 | 2053 | 2053 | 2053 | 2053 | 2053 | 2053 | 2053 | 2053 | 2053 | 2053 | 2053 | 2054 | 2054 | 2054 | 2054 | 2054 | 2054 | 2054 | 2054 | 2054 | 2054 | 2054 | 2054 | 2055 | 2055 | 2055 | 2055 | 2055 | 2055 | 2055 | 2055 | 2055 | 2055 | 2055 | 2055 | 2056 | 2056 | 2056 | 2056 | 2056 | 2056 | 2056 | 2056 | 2056 | 2056 | 2056 | 2056 | 2057 | 2057 | 2057 | 2057 | 2057 | 2057 | 2057 | 2057
Project Year |  | 1 | 1 | 1 | 1 | 1 | 1 | 1 | 1 | 1 | 1 | 1 | 1 | 2 | 2 | 2 | 2 | 2 | 2 | 2 | 2 | 2 | 2 | 2 | 2 | 3 | 3 | 3 | 3 | 3 | 3 | 3 | 3 | 3 | 3 | 3 | 3 | 4 | 4 | 4 | 4 | 4 | 4 | 4 | 4 | 4 | 4 | 4 | 4 | 5 | 5 | 5 | 5 | 5 | 5 | 5 | 5 | 5 | 5 | 5 | 5 | 6 | 6 | 6 | 6 | 6 | 6 | 6 | 6 | 6 | 6 | 6 | 6 | 7 | 7 | 7 | 7 | 7 | 7 | 7 | 7 | 7 | 7 | 7 | 7 | 8 | 8 | 8 | 8 | 8 | 8 | 8 | 8 | 8 | 8 | 8 | 8 | 9 | 9 | 9 | 9 | 9 | 9 | 9 | 9 | 9 | 9 | 9 | 9 | 10 | 10 | 10 | 10 | 10 | 10 | 10 | 10 | 10 | 10 | 10 | 10 | 11 | 11 | 11 | 11 | 11 | 11 | 11 | 11 | 11 | 11 | 11 | 11 | 12 | 12 | 12 | 12 | 12 | 12 | 12 | 12 | 12 | 12 | 12 | 12 | 13 | 13 | 13 | 13 | 13 | 13 | 13 | 13 | 13 | 13 | 13 | 13 | 14 | 14 | 14 | 14 | 14 | 14 | 14 | 14 | 14 | 14 | 14 | 14 | 15 | 15 | 15 | 15 | 15 | 15 | 15 | 15 | 15 | 15 | 15 | 15 | 16 | 16 | 16 | 16 | 16 | 16 | 16 | 16 | 16 | 16 | 16 | 16 | 17 | 17 | 17 | 17 | 17 | 17 | 17 | 17 | 17 | 17 | 17 | 17 | 18 | 18 | 18 | 18 | 18 | 18 | 18 | 18 | 18 | 18 | 18 | 18 | 19 | 19 | 19 | 19 | 19 | 19 | 19 | 19 | 19 | 19 | 19 | 19 | 20 | 20 | 20 | 20 | 20 | 20 | 20 | 20 | 20 | 20 | 20 | 20 | 21 | 21 | 21 | 21 | 21 | 21 | 21 | 21 | 21 | 21 | 21 | 21 | 22 | 22 | 22 | 22 | 22 | 22 | 22 | 22 | 22 | 22 | 22 | 22 | 23 | 23 | 23 | 23 | 23 | 23 | 23 | 23 | 23 | 23 | 23 | 23 | 24 | 24 | 24 | 24 | 24 | 24 | 24 | 24 | 24 | 24 | 24 | 24 | 25 | 25 | 25 | 25 | 25 | 25 | 25 | 25 | 25 | 25 | 25 | 25 | 26 | 26 | 26 | 26 | 26 | 26 | 26 | 26 | 26 | 26 | 26 | 26 | 27 | 27 | 27 | 27 | 27 | 27 | 27 | 27 | 27 | 27 | 27 | 27 | 28 | 28 | 28 | 28 | 28 | 28 | 28 | 28 | 28 | 28 | 28 | 28 | 29 | 29 | 29 | 29 | 29 | 29 | 29 | 29 | 29 | 29 | 29 | 29 | 30 | 30 | 30 | 30 | 30 | 30 | 30 | 30 | 30 | 30 | 30 | 30 | 31 | 31 | 31 | 31 | 31 | 31 | 31 | 31 | 31 | 31 | 31 | 31 | 32 | 32 | 32 | 32 | 32 | 32 | 32 | 32
Month |  | 1 | 2 | 3 | 4 | 5 | 6 | 7 | 8 | 9 | 10 | 11 | 12 | 1 | 2 | 3 | 4 | 5 | 6 | 7 | 8 | 9 | 10 | 11 | 12 | 1 | 2 | 3 | 4 | 5 | 6 | 7 | 8 | 9 | 10 | 11 | 12 | 1 | 2 | 3 | 4 | 5 | 6 | 7 | 8 | 9 | 10 | 11 | 12 | 1 | 2 | 3 | 4 | 5 | 6 | 7 | 8 | 9 | 10 | 11 | 12 | 1 | 2 | 3 | 4 | 5 | 6 | 7 | 8 | 9 | 10 | 11 | 12 | 1 | 2 | 3 | 4 | 5 | 6 | 7 | 8 | 9 | 10 | 11 | 12 | 1 | 2 | 3 | 4 | 5 | 6 | 7 | 8 | 9 | 10 | 11 | 12 | 1 | 2 | 3 | 4 | 5 | 6 | 7 | 8 | 9 | 10 | 11 | 12 | 1 | 2 | 3 | 4 | 5 | 6 | 7 | 8 | 9 | 10 | 11 | 12 | 1 | 2 | 3 | 4 | 5 | 6 | 7 | 8 | 9 | 10 | 11 | 12 | 1 | 2 | 3 | 4 | 5 | 6 | 7 | 8 | 9 | 10 | 11 | 12 | 1 | 2 | 3 | 4 | 5 | 6 | 7 | 8 | 9 | 10 | 11 | 12 | 1 | 2 | 3 | 4 | 5 | 6 | 7 | 8 | 9 | 10 | 11 | 12 | 1 | 2 | 3 | 4 | 5 | 6 | 7 | 8 | 9 | 10 | 11 | 12 | 1 | 2 | 3 | 4 | 5 | 6 | 7 | 8 | 9 | 10 | 11 | 12 | 1 | 2 | 3 | 4 | 5 | 6 | 7 | 8 | 9 | 10 | 11 | 12 | 1 | 2 | 3 | 4 | 5 | 6 | 7 | 8 | 9 | 10 | 11 | 12 | 1 | 2 | 3 | 4 | 5 | 6 | 7 | 8 | 9 | 10 | 11 | 12 | 1 | 2 | 3 | 4 | 5 | 6 | 7 | 8 | 9 | 10 | 11 | 12 | 1 | 2 | 3 | 4 | 5 | 6 | 7 | 8 | 9 | 10 | 11 | 12 | 1 | 2 | 3 | 4 | 5 | 6 | 7 | 8 | 9 | 10 | 11 | 12 | 1 | 2 | 3 | 4 | 5 | 6 | 7 | 8 | 9 | 10 | 11 | 12 | 1 | 2 | 3 | 4 | 5 | 6 | 7 | 8 | 9 | 10 | 11 | 12 | 1 | 2 | 3 | 4 | 5 | 6 | 7 | 8 | 9 | 10 | 11 | 12 | 1 | 2 | 3 | 4 | 5 | 6 | 7 | 8 | 9 | 10 | 11 | 12 | 1 | 2 | 3 | 4 | 5 | 6 | 7 | 8 | 9 | 10 | 11 | 12 | 1 | 2 | 3 | 4 | 5 | 6 | 7 | 8 | 9 | 10 | 11 | 12 | 1 | 2 | 3 | 4 | 5 | 6 | 7 | 8 | 9 | 10 | 11 | 12 | 1 | 2 | 3 | 4 | 5 | 6 | 7 | 8 | 9 | 10 | 11 | 12 | 1 | 2 | 3 | 4 | 5 | 6 | 7 | 8 | 9 | 10 | 11 | 12 | 1 | 2 | 3 | 4 | 5 | 6 | 7 | 8 | Peak
Frequency Flag |  | 1 | 1 | 1 | 1 | 1 | 1 | 1 | 1 | 1 | 1 | 1 | 1 | 1 | 1 | 1 | 1 | 1 | 1 | 1 | 1 | 1 | 1 | 1 | 1 | 1 | 1 | 1 | 1 | 1 | 1 | 1 | 1 | 1 | 1 | 1 | 1 | 1 | 1 | 1 | 1 | 1 | 1 | 1 | 1 | 1 | 1 | 1 | 1 | 1 | 1 | 1 | 1 | 1 | 1 | 1 | 1 | 1 | 1 | 1 | 1 | 1 | 1 | 1 | 1 | 1 | 1 | 1 | 1 | 1 | 1 | 1 | 1 | 1 | 1 | 1 | 1 | 1 | 1 | 1 | 1 | 1 | 1 | 1 | 1 | 0 | 0 | 0 | 0 | 0 | 0 | 0 | 0 | 0 | 0 | 0 | 0 | 0 | 0 | 0 | 0 | 0 | 0 | 0 | 0 | 0 | 0 | 0 | 0 | 0 | 0 | 0 | 0 | 0 | 0 | 0 | 0 | 0 | 0 | 0 | 0 | 0 | 0 | 0 | 0 | 0 | 0 | 0 | 0 | 0 | 0 | 0 | 0 | 0 | 0 | 0 | 0 | 0 | 0 | 0 | 0 | 0 | 0 | 0 | 0 | 0 | 0 | 0 | 0 | 0 | 0 | 0 | 0 | 0 | 0 | 0 | 0 | 0 | 0 | 0 | 0 | 0 | 0 | 0 | 0 | 0 | 0 | 0 | 0 | 0 | 0 | 0 | 0 | 0 | 0 | 0 | 0 | 0 | 0 | 0 | 0 | 0 | 0 | 0 | 0 | 0 | 0 | 0 | 0 | 0 | 0 | 0 | 0 | 0 | 0 | 0 | 0 | 0 | 0 | 0 | 0 | 0 | 0 | 0 | 0 | 0 | 0 | 0 | 0 | 0 | 0 | 0 | 0 | 0 | 0 | 0 | 0 | 0 | 0 | 0 | 0 | 0 | 0 | 0 | 0 | 0 | 0 | 0 | 0 | 0 | 0 | 0 | 0 | 0 | 0 | 0 | 0 | 0 | 0 | 0 | 0 | 0 | 0 | 0 | 0 | 0 | 0 | 0 | 0 | 0 | 0 | 0 | 0 | 0 | 0 | 0 | 0 | 0 | 0 | 0 | 0 | 0 | 0 | 0 | 0 | 0 | 0 | 0 | 0 | 0 | 0 | 0 | 0 | 0 | 0 | 0 | 0 | 0 | 0 | 0 | 0 | 0 | 0 | 0 | 0 | 0 | 0 | 0 | 0 | 0 | 0 | 0 | 0 | 0 | 0 | 0 | 0 | 0 | 0 | 0 | 0 | 0 | 0 | 0 | 0 | 0 | 0 | 0 | 0 | 0 | 0 | 0 | 0 | 0 | 0 | 0 | 0 | 0 | 0 | 0 | 0 | 0 | 0 | 0 | 0 | 0 | 0 | 0 | 0 | 0 | 0 | 0 | 0 | 0 | 0 | 0 | 0 | 0 | 0 | 0 | 0 | 0 | 0 | 0 | 0 | 0 | 0 | 0 | 0 | 0 | 0 | 0 | 0 | 0 | 0 | 0 | 0 | 0 | 0 | 0 | 0 | 0 | 0 | 0 | 0 | 0 | 0 | 0 | 0 | 0 | 0 | 0 | 0 | 0 | 0 | 0 | 0 | 0 | 0 | 0 | 0
T&D Flag |  | 0 | 0 | 0 | 0 | 0 | 0 | 0 | 0 | 0 | 0 | 0 | 0 | 0 | 0 | 0 | 0 | 0 | 0 | 0 | 0 | 0 | 0 | 0 | 0 | 0 | 0 | 0 | 0 | 0 | 0 | 0 | 0 | 0 | 0 | 0 | 0 | 0 | 0 | 0 | 0 | 0 | 0 | 0 | 0 | 0 | 0 | 0 | 0 | 0 | 0 | 0 | 0 | 0 | 0 | 0 | 0 | 0 | 0 | 0 | 0 | 0 | 0 | 0 | 0 | 0 | 0 | 0 | 0 | 0 | 0 | 0 | 0 | 1 | 1 | 1 | 1 | 1 | 1 | 1 | 1 | 1 | 1 | 1 | 1 | 1 | 1 | 1 | 1 | 1 | 1 | 1 | 1 | 1 | 1 | 1 | 1 | 0 | 0 | 0 | 0 | 0 | 0 | 0 | 0 | 0 | 0 | 0 | 0 | 0 | 0 | 0 | 0 | 0 | 0 | 0 | 0 | 0 | 0 | 0 | 0 | 0 | 0 | 0 | 0 | 0 | 0 | 0 | 0 | 0 | 0 | 0 | 0 | 0 | 0 | 0 | 0 | 0 | 0 | 0 | 0 | 0 | 0 | 0 | 0 | 0 | 0 | 0 | 0 | 0 | 0 | 0 | 0 | 0 | 0 | 0 | 0 | 0 | 0 | 0 | 0 | 0 | 0 | 0 | 0 | 0 | 0 | 0 | 0 | 0 | 0 | 0 | 0 | 0 | 0 | 0 | 0 | 0 | 0 | 0 | 0 | 0 | 0 | 0 | 0 | 0 | 0 | 0 | 0 | 0 | 0 | 0 | 0 | 0 | 0 | 0 | 0 | 0 | 0 | 0 | 0 | 0 | 0 | 0 | 0 | 0 | 0 | 0 | 0 | 0 | 0 | 0 | 0 | 0 | 0 | 0 | 0 | 0 | 0 | 0 | 0 | 0 | 0 | 0 | 0 | 0 | 0 | 0 | 0 | 0 | 0 | 0 | 0 | 0 | 0 | 0 | 0 | 0 | 0 | 0 | 0 | 0 | 0 | 0 | 0 | 0 | 0 | 0 | 0 | 0 | 0 | 0 | 0 | 0 | 0 | 0 | 0 | 0 | 0 | 0 | 0 | 0 | 0 | 0 | 0 | 0 | 0 | 0 | 0 | 0 | 0 | 0 | 0 | 0 | 0 | 0 | 0 | 0 | 0 | 0 | 0 | 0 | 0 | 0 | 0 | 0 | 0 | 0 | 0 | 0 | 0 | 0 | 0 | 0 | 0 | 0 | 0 | 0 | 0 | 0 | 0 | 0 | 0 | 0 | 0 | 0 | 0 | 0 | 0 | 0 | 0 | 0 | 0 | 0 | 0 | 0 | 0 | 0 | 0 | 0 | 0 | 0 | 0 | 0 | 0 | 0 | 0 | 0 | 0 | 0 | 0 | 0 | 0 | 0 | 0 | 0 | 0 | 0 | 0 | 0 | 0 | 0 | 0 | 0 | 0 | 0 | 0 | 0 | 0 | 0 | 0 | 0 | 0 | 0 | 0 | 0 | 0 | 0 | 0 | 0 | 0 | 0 | 0 | 0 | 0 | 0 | 0 | 0 | 0 | 0 | 0 | 0 | 0 | 0 | 0 | 0 | 0 | 0 | 0 | 0 | 0
Nominal Site Capacity - kW (0) |  | 11.5 | 11.5 | 11.5 | 11.5 | 11.5 | 11.5 | 11.5 | 11.5 | 11.5 | 11.5 | 11.5 | 11.5 | 11.5 | 11.5 | 11.5 | 11.5 | 11.5 | 11.5 | 11.5 | 11.5 | 11.5 | 11.5 | 11.5 | 11.5 | 11.5 | 11.5 | 11.5 | 11.5 | 11.5 | 11.5 | 11.5 | 11.5 | 11.5 | 11.5 | 11.5 | 11.5 | 11.5 | 11.5 | 11.5 | 11.5 | 11.5 | 11.5 | 11.5 | 11.5 | 11.5 | 11.5 | 11.5 | 11.5 | 11.5 | 11.5 | 11.5 | 11.5 | 11.5 | 11.5 | 11.5 | 11.5 | 11.5 | 11.5 | 11.5 | 11.5 | 11.5 | 11.5 | 11.5 | 11.5 | 11.5 | 11.5 | 11.5 | 11.5 | 11.5 | 11.5 | 11.5 | 11.5 | 11.5 | 11.5 | 11.5 | 11.5 | 11.5 | 11.5 | 11.5 | 11.5 | 11.5 | 11.5 | 11.5 | 11.5 | 11.5 | 11.5 | 11.5 | 11.5 | 11.5 | 11.5 | 11.5 | 11.5 | 11.5 | 11.5 | 11.5 | 11.5 | 11.5 | 11.5 | 11.5 | 11.5 | 11.5 | 11.5 | 11.5 | 11.5 | 11.5 | 11.5 | 11.5 | 11.5 | 11.5 | 11.5 | 11.5 | 11.5 | 11.5 | 11.5 | 11.5 | 11.5 | 11.5 | 11.5 | 11.5 | 11.5 | 11.385 | 11.385 | 11.385 | 11.385 | 11.385 | 11.385 | 11.385 | 11.385 | 11.385 | 11.385 | 11.385 | 11.385 | 11.27 | 11.27 | 11.27 | 11.27 | 11.27 | 11.27 | 11.27 | 11.27 | 11.27 | 11.27 | 11.27 | 11.27 | 11.155 | 11.155 | 11.155 | 11.155 | 11.155 | 11.155 | 11.155 | 11.155 | 11.155 | 11.155 | 11.155 | 11.155 | 10.81 | 10.81 | 10.81 | 10.81 | 10.81 | 10.81 | 10.81 | 10.81 | 10.81 | 10.81 | 10.81 | 10.81 | 10.465 | 10.465 | 10.465 | 10.465 | 10.465 | 10.465 | 10.465 | 10.465 | 10.465 | 10.465 | 10.465 | 10.465 | 9.89 | 9.89 | 9.89 | 9.89 | 9.89 | 9.89 | 9.89 | 9.89 | 9.89 | 9.89 | 9.89 | 9.89 | 8.625 | 8.625 | 8.625 | 8.625 | 8.625 | 8.625 | 8.625 | 8.625 | 8.625 | 8.625 | 8.625 | 8.625 | 6.325 | 6.325 | 6.325 | 6.325 | 6.325 | 6.325 | 6.325 | 6.325 | 6.325 | 6.325 | 6.325 | 6.325 | 3.45 | 3.45 | 3.45 | 3.45 | 3.45 | 3.45 | 3.45 | 3.45 | 3.45 | 3.45 | 3.45 | 3.45 | 0 | 0 | 0 | 0 | 0 | 0 | 0 | 0 | 0 | 0 | 0 | 0 | 0 | 0 | 0 | 0 | 0 | 0 | 0 | 0 | 0 | 0 | 0 | 0 | 0 | 0 | 0 | 0 | 0 | 0 | 0 | 0 | 0 | 0 | 0 | 0 | 0 | 0 | 0 | 0 | 0 | 0 | 0 | 0 | 0 | 0 | 0 | 0 | 0 | 0 | 0 | 0 | 0 | 0 | 0 | 0 | 0 | 0 | 0 | 0 | 0 | 0 | 0 | 0 | 0 | 0 | 0 | 0 | 0 | 0 | 0 | 0 | 0 | 0 | 0 | 0 | 0 | 0 | 0 | 0 | 0 | 0 | 0 | 0 | 0 | 0 | 0 | 0 | 0 | 0 | 0 | 0 | 0 | 0 | 0 | 0 | 0 | 0 | 0 | 0 | 0 | 0 | 0 | 0 | 0 | 0 | 0 | 0 | 0 | 0 | 0 | 0 | 0 | 0 | 0 | 0 | 0 | 0 | 0 | 0 | 0 | 0 | 0 | 0 | 0 | 0 | 0 | 0 | 0 | 0 | 0 | 0 | 0 | 0 | 0 | 0 | 0 | 0 | 0 | 0 | 0 | 0 | 0 | 0 | 0 | 0 | 0 | 0 | 0 | 0 | 0 | 0
Capacity Volume (1) |  | 0 | 0 | 0 | 0 | 0 | 0 | 0 | 10.6 | 0 | 0 | 0 | 0 | 0 | 0 | 0 | 0 | 0 | 0 | 0 | 10.6 | 0 | 0 | 0 | 0 | 0 | 0 | 0 | 0 | 0 | 0 | 0 | 10.5 | 0 | 0 | 0 | 0 | 0 | 0 | 0 | 0 | 0 | 0 | 0 | 10.5 | 0 | 0 | 0 | 0 | 0 | 0 | 0 | 0 | 0 | 0 | 0 | 10.5 | 0 | 0 | 0 | 0 | 0 | 0 | 0 | 0 | 0 | 0 | 0 | 10.5 | 0 | 0 | 0 | 0 | 0 | 0 | 0 | 0 | 0 | 0 | 0 | 10.4 | 0 | 0 | 0 | 0 | 0 | 0 | 0 | 0 | 0 | 0 | 0 | 10.4 | 0 | 0 | 0 | 0 | 0 | 0 | 0 | 0 | 0 | 0 | 0 | 10.3 | 0 | 0 | 0 | 0 | 0 | 0 | 0 | 0 | 0 | 0 | 0 | 10.3 | 0 | 0 | 0 | 0 | 0 | 0 | 0 | 0 | 0 | 0 | 0 | 10.1 | 0 | 0 | 0 | 0 | 0 | 0 | 0 | 0 | 0 | 0 | 0 | 10 | 0 | 0 | 0 | 0 | 0 | 0 | 0 | 0 | 0 | 0 | 0 | 9.9 | 0 | 0 | 0 | 0 | 0 | 0 | 0 | 0 | 0 | 0 | 0 | 9.5 | 0 | 0 | 0 | 0 | 0 | 0 | 0 | 0 | 0 | 0 | 0 | 9.1 | 0 | 0 | 0 | 0 | 0 | 0 | 0 | 0 | 0 | 0 | 0 | 8.6 | 0 | 0 | 0 | 0 | 0 | 0 | 0 | 0 | 0 | 0 | 0 | 7.4 | 0 | 0 | 0 | 0 | 0 | 0 | 0 | 0 | 0 | 0 | 0 | 5.4 | 0 | 0 | 0 | 0 | 0 | 0 | 0 | 0 | 0 | 0 | 0 | 2.9 | 0 | 0 | 0 | 0 | 0 | 0 | 0 | 0 | 0 | 0 | 0 | 0 | 0 | 0 | 0 | 0 | 0 | 0 | 0 | 0 | 0 | 0 | 0 | 0 | 0 | 0 | 0 | 0 | 0 | 0 | 0 | 0 | 0 | 0 | 0 | 0 | 0 | 0 | 0 | 0 | 0 | 0 | 0 | 0 | 0 | 0 | 0 | 0 | 0 | 0 | 0 | 0 | 0 | 0 | 0 | 0 | 0 | 0 | 0 | 0 | 0 | 0 | 0 | 0 | 0 | 0 | 0 | 0 | 0 | 0 | 0 | 0 | 0 | 0 | 0 | 0 | 0 | 0 | 0 | 0 | 0 | 0 | 0 | 0 | 0 | 0 | 0 | 0 | 0 | 0 | 0 | 0 | 0 | 0 | 0 | 0 | 0 | 0 | 0 | 0 | 0 | 0 | 0 | 0 | 0 | 0 | 0 | 0 | 0 | 0 | 0 | 0 | 0 | 0 | 0 | 0 | 0 | 0 | 0 | 0 | 0 | 0 | 0 | 0 | 0 | 0 | 0 | 0 | 0 | 0 | 0 | 0 | 0 | 0 | 0 | 0 | 0 | 0 | 0 | 0 | 0 | 0 | 0 | 0 | 0 | 0 | 0 | 0 | 0 | 0 | 0 | 0 | 0 | 0 | 0 | 0
RNS Volume (1) |  | 10.6 | 10.6 | 10.6 | 10.6 | 10.6 | 10.6 | 10.6 | 10.6 | 10.6 | 10.6 | 10.6 | 10.6 | 10.6 | 10.6 | 10.6 | 10.6 | 10.6 | 10.6 | 10.6 | 10.6 | 10.6 | 10.6 | 10.6 | 10.6 | 10.5 | 10.5 | 10.5 | 10.5 | 10.5 | 10.5 | 10.5 | 10.5 | 10.5 | 10.5 | 10.5 | 10.5 | 10.5 | 10.5 | 10.5 | 10.5 | 10.5 | 10.5 | 10.5 | 10.5 | 10.5 | 10.5 | 10.5 | 10.5 | 10.5 | 10.5 | 10.5 | 10.5 | 10.5 | 10.5 | 10.5 | 10.5 | 10.5 | 10.5 | 10.5 | 10.5 | 10.5 | 10.5 | 10.5 | 10.5 | 10.5 | 10.5 | 10.5 | 10.5 | 10.5 | 10.5 | 10.5 | 10.5 | 10.4 | 10.4 | 10.4 | 10.4 | 10.4 | 10.4 | 10.4 | 10.4 | 10.4 | 10.4 | 10.4 | 10.4 | 10.4 | 10.4 | 10.4 | 10.4 | 10.4 | 10.4 | 10.4 | 10.4 | 10.4 | 10.4 | 10.4 | 10.4 | 10.3 | 10.3 | 10.3 | 10.3 | 10.3 | 10.3 | 10.3 | 10.3 | 10.3 | 10.3 | 10.3 | 10.3 | 10.3 | 10.3 | 10.3 | 10.3 | 10.3 | 10.3 | 10.3 | 10.3 | 10.3 | 10.3 | 10.3 | 10.3 | 10.1 | 10.1 | 10.1 | 10.1 | 10.1 | 10.1 | 10.1 | 10.1 | 10.1 | 10.1 | 10.1 | 10.1 | 10 | 10 | 10 | 10 | 10 | 10 | 10 | 10 | 10 | 10 | 10 | 10 | 9.9 | 9.9 | 9.9 | 9.9 | 9.9 | 9.9 | 9.9 | 9.9 | 9.9 | 9.9 | 9.9 | 9.9 | 9.5 | 9.5 | 9.5 | 9.5 | 9.5 | 9.5 | 9.5 | 9.5 | 9.5 | 9.5 | 9.5 | 9.5 | 9.1 | 9.1 | 9.1 | 9.1 | 9.1 | 9.1 | 9.1 | 9.1 | 9.1 | 9.1 | 9.1 | 9.1 | 8.6 | 8.6 | 8.6 | 8.6 | 8.6 | 8.6 | 8.6 | 8.6 | 8.6 | 8.6 | 8.6 | 8.6 | 7.4 | 7.4 | 7.4 | 7.4 | 7.4 | 7.4 | 7.4 | 7.4 | 7.4 | 7.4 | 7.4 | 7.4 | 5.4 | 5.4 | 5.4 | 5.4 | 5.4 | 5.4 | 5.4 | 5.4 | 5.4 | 5.4 | 5.4 | 5.4 | 2.9 | 2.9 | 2.9 | 2.9 | 2.9 | 2.9 | 2.9 | 2.9 | 2.9 | 2.9 | 2.9 | 2.9 | 0 | 0 | 0 | 0 | 0 | 0 | 0 | 0 | 0 | 0 | 0 | 0 | 0 | 0 | 0 | 0 | 0 | 0 | 0 | 0 | 0 | 0 | 0 | 0 | 0 | 0 | 0 | 0 | 0 | 0 | 0 | 0 | 0 | 0 | 0 | 0 | 0 | 0 | 0 | 0 | 0 | 0 | 0 | 0 | 0 | 0 | 0 | 0 | 0 | 0 | 0 | 0 | 0 | 0 | 0 | 0 | 0 | 0 | 0 | 0 | 0 | 0 | 0 | 0 | 0 | 0 | 0 | 0 | 0 | 0 | 0 | 0 | 0 | 0 | 0 | 0 | 0 | 0 | 0 | 0 | 0 | 0 | 0 | 0 | 0 | 0 | 0 | 0 | 0 | 0 | 0 | 0 | 0 | 0 | 0 | 0 | 0 | 0 | 0 | 0 | 0 | 0 | 0 | 0 | 0 | 0 | 0 | 0 | 0 | 0 | 0 | 0 | 0 | 0 | 0 | 0 | 0 | 0 | 0 | 0 | 0 | 0 | 0 | 0 | 0 | 0 | 0 | 0 | 0 | 0 | 0 | 0 | 0 | 0 | 0 | 0 | 0 | 0 | 0 | 0 | 0 | 0 | 0 | 0 | 0 | 0 | 0 | 0 | 0 | 0 | 0 | 0
Reserve Margin |  | 35% | 35% | 35% | 35% | 35% | 35% | 35% | 35% | 35% | 35% | 35% | 35% | 35% | 35% | 35% | 35% | 35% | 35% | 35% | 35% | 35% | 35% | 35% | 35% | 35% | 35% | 35% | 35% | 35% | 35% | 35% | 35% | 35% | 35% | 35% | 35% | 35% | 35% | 35% | 35% | 35% | 35% | 35% | 35% | 35% | 35% | 35% | 35% | 35% | 35% | 35% | 35% | 35% | 35% | 35% | 35% | 35% | 35% | 35% | 35% | 35% | 35% | 35% | 35% | 35% | 35% | 35% | 35% | 35% | 35% | 35% | 35% | 35% | 35% | 35% | 35% | 35% | 35% | 35% | 35% | 35% | 35% | 35% | 35% | 35% | 35% | 35% | 35% | 35% | 35% | 35% | 35% | 35% | 35% | 35% | 35% | 35% | 35% | 35% | 35% | 35% | 35% | 35% | 35% | 35% | 35% | 35% | 35% | 35% | 35% | 35% | 35% | 35% | 35% | 35% | 35% | 35% | 35% | 35% | 35% | 35% | 35% | 35% | 35% | 35% | 35% | 35% | 35% | 35% | 35% | 35% | 35% | 35% | 35% | 35% | 35% | 35% | 35% | 35% | 35% | 35% | 35% | 35% | 35% | 35% | 35% | 35% | 35% | 35% | 35% | 35% | 35% | 35% | 35% | 35% | 35% | 35% | 35% | 35% | 35% | 35% | 35% | 35% | 35% | 35% | 35% | 35% | 35% | 35% | 35% | 35% | 35% | 35% | 35% | 35% | 35% | 35% | 35% | 35% | 35% | 35% | 35% | 35% | 35% | 35% | 35% | 35% | 35% | 35% | 35% | 35% | 35% | 35% | 35% | 35% | 35% | 35% | 35% | 35% | 35% | 35% | 35% | 35% | 35% | 35% | 35% | 35% | 35% | 35% | 35% | 35% | 35% | 35% | 35% | 35% | 35% | 35% | 35% | 35% | 35% | 35% | 35% | 35% | 35% | 35% | 35% | 35% | 35% | 35% | 35% | 35% | 35% | 35% | 35% | 35% | 35% | 35% | 35% | 35% | 35% | 35% | 35% | 35% | 35% | 35% | 35% | 35% | 35% | 35% | 35% | 35% | 35% | 35% | 35% | 35% | 35% | 35% | 35% | 35% | 35% | 35% | 35% | 35% | 35% | 35% | 35% | 35% | 35% | 35% | 35% | 35% | 35% | 35% | 35% | 35% | 35% | 35% | 35% | 35% | 35% | 35% | 35% | 35% | 35% | 35% | 35% | 35% | 35% | 35% | 35% | 35% | 35% | 35% | 35% | 35% | 35% | 35% | 35% | 35% | 35% | 35% | 35% | 35% | 35% | 35% | 35% | 35% | 35% | 35% | 35% | 35% | 35% | 35% | 35% | 35% | 35% | 35% | 35% | 35% | 35% | 35% | 35% | 35% | 35% | 35% | 35% | 35% | 35% | 35% | 35% | 35% | 35% | 35% | 35% | 35% | 35% | 35% | 35% | 35% | 35% | 35% | 35% | 35% | 35% | 35% | 35% | 35% | 35% | 35% | 35% | 35% | 35% | 35% | 35% | 35% | 35% | 35% | 35% | 35% | 35% | 35% | 35% | 35% | 35% | 35% | 35% | 35% | 35% | 35% | 35% | 35% | 35% | 35% | 35% | 35% | 35% | 35% | 35% | 35% | 35%
Marginal Losses | bar: 1 to 8
[382 empty] | Month | Year | Beginning | Ending | Volume
Adjusted Capacity Volume (2) |  | 10.764 | 10.764 | 10.764 | 10.764 | 10.764 | 10.764 | 10.764 | 10.764 | 10.764 | 10.764 | 10.764 | 10.764 | 10.226 | 10.226 | 10.226 | 10.226 | 10.226 | 10.226 | 10.226 | 10.226 | 10.226 | 10.226 | 10.226 | 10.226 | 9.715 | 9.715 | 9.715 | 9.715 | 9.715 | 9.623 | 9.623 | 9.623 | 9.623 | 9.623 | 9.623 | 9.623 | 9.142 | 9.142 | 9.142 | 9.142 | 9.142 | 9.142 | 9.142 | 9.142 | 9.142 | 9.142 | 9.142 | 9.142 | 8.685 | 8.685 | 8.685 | 8.685 | 8.685 | 8.685 | 8.685 | 8.685 | 8.685 | 8.685 | 8.685 | 8.685 | 8.25 | 8.25 | 8.25 | 8.25 | 8.25 | 8.25 | 8.25 | 8.25 | 8.25 | 8.25 | 8.25 | 8.25 | 7.838 | 7.838 | 7.838 | 7.838 | 7.838 | 7.763 | 7.763 | 7.763 | 7.763 | 7.763 | 7.763 | 7.763 | 7.375 | 7.375 | 7.375 | 7.375 | 7.375 | 7.375 | 7.375 | 7.375 | 7.375 | 7.375 | 7.375 | 7.375 | 7.006 | 7.006 | 7.006 | 7.006 | 7.006 | 6.939 | 6.939 | 6.939 | 6.939 | 6.939 | 6.939 | 6.939 | 6.592 | 6.592 | 6.592 | 6.592 | 6.592 | 6.592 | 6.592 | 6.592 | 6.592 | 6.592 | 6.592 | 6.592 | 6.262 | 6.262 | 6.262 | 6.262 | 6.262 | 6.141 | 6.141 | 6.141 | 6.141 | 6.141 | 6.141 | 6.141 | 5.834 | 5.834 | 5.834 | 5.834 | 5.834 | 5.776 | 5.776 | 5.776 | 5.776 | 5.776 | 5.776 | 5.776 | 5.487 | 5.487 | 5.487 | 5.487 | 5.487 | 5.432 | 5.432 | 5.432 | 5.432 | 5.432 | 5.432 | 5.432 | 5.161 | 5.161 | 5.161 | 5.161 | 5.161 | 4.952 | 4.952 | 4.952 | 4.952 | 4.952 | 4.952 | 4.952 | 4.705 | 4.705 | 4.705 | 4.705 | 4.705 | 4.507 | 4.507 | 4.507 | 4.507 | 4.507 | 4.507 | 4.507 | 4.281 | 4.281 | 4.281 | 4.281 | 4.281 | 4.046 | 4.046 | 4.046 | 4.046 | 4.046 | 4.046 | 4.046 | 3.844 | 3.844 | 3.844 | 3.844 | 3.844 | 3.307 | 3.307 | 3.307 | 3.307 | 3.307 | 3.307 | 3.307 | 3.142 | 3.142 | 3.142 | 3.142 | 3.142 | 2.293 | 2.293 | 2.293 | 2.293 | 2.293 | 2.293 | 2.293 | 2.178 | 2.178 | 2.178 | 2.178 | 2.178 | 1.17 | 1.17 | 1.17 | 1.17 | 1.17 | 1.17 | 1.17 | 1.111 | 1.111 | 1.111 | 1.111 | 1.111 | 0 | 0 | 0 | 0 | 0 | 0 | 0 | 0 | 0 | 0 | 0 | 0 | 0 | 0 | 0 | 0 | 0 | 0 | 0 | 0 | 0 | 0 | 0 | 0 | 0 | 0 | 0 | 0 | 0 | 0 | 0 | 0 | 0 | 0 | 0 | 0 | 0 | 0 | 0 | 0 | 0 | 0 | 0 | 0 | 0 | 0 | 0 | 0 | 0 | 0 | 0 | 0 | 0 | 0 | 0 | 0 | 0 | 0 | 0 | 0 | 0 | 0 | 0 | 0 | 0 | 0 | 0 | 0 | 0 | 0 | 0 | 0 | 0 | 0 | 0 | 0 | 0 | 0 | 0 | 0 | 0 | 0 | 0 | 0 | 0 | 0 | 0 | 0 | 0 | 0 | 0 | 0 | 0 | 0 | 0 | 0 | 0 | 0 | 0 | 0 | 0 | 0 | 0 | 0 | 0 | 0 | 0 | 0 | 0 | 0 | 0 | 0 | 0 | 0 | 0 | 0 | 0 | 0 | 0 | 0 | 0 | 0 | 0 | 0 | 0 | 0 | 0 | 0 | 0 | 0 | 0 | 0 | 0 | 0 | 0 | 0 | 0 | 0 | 0 | 0 | 0 | 0 | 0 | 0 | 0 | 0 | 0 | 8 | 2025 | 2025-06-01 | 2026-05-31 | 10.6
Adjusted RNS Volume (2) |  | 0 | 6.645 | 6.645 | 6.645 | 6.645 | 6.645 | 6.645 | 6.645 | 6.645 | 6.645 | 6.645 | 6.645 | 6.28 | 6.28 | 6.28 | 6.28 | 6.28 | 6.28 | 6.28 | 6.28 | 6.28 | 6.28 | 6.28 | 6.28 | 5.934 | 5.878 | 5.878 | 5.878 | 5.878 | 5.878 | 5.878 | 5.878 | 5.878 | 5.878 | 5.878 | 5.878 | 5.555 | 5.555 | 5.555 | 5.555 | 5.555 | 5.555 | 5.555 | 5.555 | 5.555 | 5.555 | 5.555 | 5.555 | 5.25 | 5.25 | 5.25 | 5.25 | 5.25 | 5.25 | 5.25 | 5.25 | 5.25 | 5.25 | 5.25 | 5.25 | 4.961 | 4.961 | 4.961 | 4.961 | 4.961 | 4.961 | 4.961 | 4.961 | 4.961 | 4.961 | 4.961 | 4.961 | 4.688 | 4.643 | 4.643 | 4.643 | 4.643 | 4.643 | 4.643 | 4.643 | 4.643 | 4.643 | 4.643 | 4.643 | 4.388 | 4.388 | 4.388 | 4.388 | 4.388 | 4.388 | 4.388 | 4.388 | 4.388 | 4.388 | 4.388 | 4.388 | 4.147 | 4.107 | 4.107 | 4.107 | 4.107 | 4.107 | 4.107 | 4.107 | 4.107 | 4.107 | 4.107 | 4.107 | 3.881 | 3.881 | 3.881 | 3.881 | 3.881 | 3.881 | 3.881 | 3.881 | 3.881 | 3.881 | 3.881 | 3.881 | 3.667 | 3.596 | 3.596 | 3.596 | 3.596 | 3.596 | 3.596 | 3.596 | 3.596 | 3.596 | 3.596 | 3.596 | 3.398 | 3.365 | 3.365 | 3.365 | 3.365 | 3.365 | 3.365 | 3.365 | 3.365 | 3.365 | 3.365 | 3.365 | 3.18 | 3.148 | 3.148 | 3.148 | 3.148 | 3.148 | 3.148 | 3.148 | 3.148 | 3.148 | 3.148 | 3.148 | 2.975 | 2.855 | 2.855 | 2.855 | 2.855 | 2.855 | 2.855 | 2.855 | 2.855 | 2.855 | 2.855 | 2.855 | 2.698 | 2.584 | 2.584 | 2.584 | 2.584 | 2.584 | 2.584 | 2.584 | 2.584 | 2.584 | 2.584 | 2.584 | 2.442 | 2.308 | 2.308 | 2.308 | 2.308 | 2.308 | 2.308 | 2.308 | 2.308 | 2.308 | 2.308 | 2.308 | 2.181 | 1.876 | 1.876 | 1.876 | 1.876 | 1.876 | 1.876 | 1.876 | 1.876 | 1.876 | 1.876 | 1.876 | 1.773 | 1.294 | 1.294 | 1.294 | 1.294 | 1.294 | 1.294 | 1.294 | 1.294 | 1.294 | 1.294 | 1.294 | 1.223 | 0.657 | 0.657 | 0.657 | 0.657 | 0.657 | 0.657 | 0.657 | 0.657 | 0.657 | 0.657 | 0.657 | 0.621 | 0 | 0 | 0 | 0 | 0 | 0 | 0 | 0 | 0 | 0 | 0 | 0 | 0 | 0 | 0 | 0 | 0 | 0 | 0 | 0 | 0 | 0 | 0 | 0 | 0 | 0 | 0 | 0 | 0 | 0 | 0 | 0 | 0 | 0 | 0 | 0 | 0 | 0 | 0 | 0 | 0 | 0 | 0 | 0 | 0 | 0 | 0 | 0 | 0 | 0 | 0 | 0 | 0 | 0 | 0 | 0 | 0 | 0 | 0 | 0 | 0 | 0 | 0 | 0 | 0 | 0 | 0 | 0 | 0 | 0 | 0 | 0 | 0 | 0 | 0 | 0 | 0 | 0 | 0 | 0 | 0 | 0 | 0 | 0 | 0 | 0 | 0 | 0 | 0 | 0 | 0 | 0 | 0 | 0 | 0 | 0 | 0 | 0 | 0 | 0 | 0 | 0 | 0 | 0 | 0 | 0 | 0 | 0 | 0 | 0 | 0 | 0 | 0 | 0 | 0 | 0 | 0 | 0 | 0 | 0 | 0 | 0 | 0 | 0 | 0 | 0 | 0 | 0 | 0 | 0 | 0 | 0 | 0 | 0 | 0 | 0 | 0 | 0 | 0 | 0 | 0 | 0 | 0 | 0 | 0 | 0 | 0 | 0 | 0 | 0 | 0 | 8 | 2026 | 2026-06-01 | 2027-05-31 | 10.6
[382 empty] | 8 | 2027 | 2027-06-01 | 2028-05-31 | 10.6
RNS Price - $/kW-month |  | 18.4541 | 18.4978 | 18.4978 | 18.4978 | 18.4978 | 18.4978 | 18.4978 | 18.4978 | 18.4978 | 18.4978 | 18.4978 | 18.4978 | 19.3678 | 19.4123 | 19.4123 | 19.4123 | 19.4123 | 19.4123 | 19.4123 | 19.4123 | 19.4123 | 19.4123 | 19.4123 | 19.4123 | 20.3723 | 20.4178 | 20.4178 | 20.4178 | 20.4178 | 20.4178 | 20.4178 | 20.4178 | 20.4178 | 20.4178 | 20.4178 | 20.4178 | 21.2878 | 21.3341 | 21.3341 | 21.3341 | 21.3341 | 21.3341 | 21.3341 | 21.3341 | 21.3341 | 21.3341 | 21.3341 | 21.3341 | 21.8041 | 21.8514 | 21.8514 | 21.8514 | 21.8514 | 21.8514 | 21.8514 | 21.8514 | 21.8514 | 21.8514 | 21.8514 | 21.8514 | 22.1514 | 22.1996 | 22.1996 | 22.1996 | 22.1996 | 22.1996 | 22.1996 | 22.1996 | 22.1996 | 22.1996 | 22.1996 | 22.1996 | 22.4896 | 22.5388 | 22.5388 | 22.5388 | 22.5388 | 22.5388 | 22.5388 | 22.5388 | 22.5388 | 22.5388 | 22.5388 | 22.5388 | 22.8388 | 22.889 | 22.889 | 22.889 | 22.889 | 22.889 | 22.889 | 22.889 | 22.889 | 22.889 | 22.889 | 22.889 | 23.199 | 23.2502 | 23.2502 | 23.2502 | 23.2502 | 23.2502 | 23.2502 | 23.2502 | 23.2502 | 23.2502 | 23.2502 | 23.2502 | 23.5602 | 23.6124 | 23.6124 | 23.6124 | 23.6124 | 23.6124 | 23.6124 | 23.6124 | 23.6124 | 23.6124 | 23.6124 | 23.6124 | 23.9224 | 23.9756 | 23.9756 | 23.9756 | 23.9756 | 23.9756 | 23.9756 | 23.9756 | 23.9756 | 23.9756 | 23.9756 | 23.9756 | 24.2956 | 24.3499 | 24.3499 | 24.3499 | 24.3499 | 24.3499 | 24.3499 | 24.3499 | 24.3499 | 24.3499 | 24.3499 | 24.3499 | 24.6699 | 24.7253 | 24.7253 | 24.7253 | 24.7253 | 24.7253 | 24.7253 | 24.7253 | 24.7253 | 24.7253 | 24.7253 | 24.7253 | 25.0553 | 25.1118 | 25.1118 | 25.1118 | 25.1118 | 25.1118 | 25.1118 | 25.1118 | 25.1118 | 25.1118 | 25.1118 | 25.1118 | 25.4418 | 25.4995 | 25.4995 | 25.4995 | 25.4995 | 25.4995 | 25.4995 | 25.4995 | 25.4995 | 25.4995 | 25.4995 | 25.4995 | 25.8395 | 25.8983 | 25.8983 | 25.8983 | 25.8983 | 25.8983 | 25.8983 | 25.8983 | 25.8983 | 25.8983 | 25.8983 | 25.8983 | 26.2483 | 26.3082 | 26.3082 | 26.3082 | 26.3082 | 26.3082 | 26.3082 | 26.3082 | 26.3082 | 26.3082 | 26.3082 | 26.3082 | 26.6582 | 26.7194 | 26.7194 | 26.7194 | 26.7194 | 26.7194 | 26.7194 | 26.7194 | 26.7194 | 26.7194 | 26.7194 | 26.7194 | 27.0694 | 27.1318 | 27.1318 | 27.1318 | 27.1318 | 27.1318 | 27.1318 | 27.1318 | 27.1318 | 27.1318 | 27.1318 | 27.1318 | 27.4918 | 27.5554 | 27.5554 | 27.5554 | 27.5554 | 27.5554 | 27.5554 | 27.5554 | 27.5554 | 27.5554 | 27.5554 | 27.5554 | 27.9154 | 27.9803 | 27.9803 | 27.9803 | 27.9803 | 27.9803 | 27.9803 | 27.9803 | 27.9803 | 27.9803 | 27.9803 | 27.9803 | 28.3503 | 28.4165 | 28.4165 | 28.4165 | 28.4165 | 28.4165 | 28.4165 | 28.4165 | 28.4165 | 28.4165 | 28.4165 | 28.4165 | 28.7965 | 28.8641 | 28.8641 | 28.8641 | 28.8641 | 28.8641 | 28.8641 | 28.8641 | 28.8641 | 28.8641 | 28.8641 | 28.8641 | 29.2441 | 29.3129 | 29.3129 | 29.3129 | 29.3129 | 29.3129 | 29.3129 | 29.3129 | 29.3129 | 29.3129 | 29.3129 | 29.3129 | 29.7029 | 29.7732 | 29.7732 | 29.7732 | 29.7732 | 29.7732 | 29.7732 | 29.7732 | 29.7732 | 29.7732 | 29.7732 | 29.7732 | 30.1632 | 30.2349 | 30.2349 | 30.2349 | 30.2349 | 30.2349 | 30.2349 | 30.2349 | 30.2349 | 30.2349 | 30.2349 | 30.2349 | 30.6349 | 30.708 | 30.708 | 30.708 | 30.708 | 30.708 | 30.708 | 30.708 | 30.708 | 30.708 | 30.708 | 30.708 | 31.108 | 31.1825 | 31.1825 | 31.1825 | 31.1825 | 31.1825 | 31.1825 | 31.1825 | 31.1825 | 31.1825 | 31.1825 | 31.1825 | 31.5925 | 31.6686 | 31.6686 | 31.6686 | 31.6686 | 31.6686 | 31.6686 | 31.6686 | 31.6686 | 31.6686 | 31.6686 | 31.6686 | 32.0886 | 32.1661 | 32.1661 | 32.1661 | 32.1661 | 32.1661 | 32.1661 | 32.1661 | 32.1661 | 32.1661 | 32.1661 | 32.1661 | 32.5861 | 32.6653 | 32.6653 | 32.6653 | 32.6653 | 32.6653 | 32.6653 | 32.6653 | 32.6653 | 32.6653 | 0 | 0 | 0 | 0 | 0 | 0 | 0 | 0 | 0 | 0 | 8 | 2028 | 2028-06-01 | 2029-05-31 | 10.5
Capacity Price - $/kW-month |  | 2.53 | 2.53 | 2.53 | 2.53 | 2.53 | 2.59 | 2.59 | 2.59 | 2.59 | 2.59 | 2.59 | 2.59 | 2.59 | 2.59 | 2.59 | 2.59 | 2.59 | 3.58 | 3.58 | 3.58 | 3.58 | 3.58 | 3.58 | 3.58 | 3.58 | 3.58 | 3.58 | 3.58 | 3.58 | 4.11 | 4.11 | 4.11 | 4.11 | 4.11 | 4.11 | 4.11 | 4.11 | 4.11 | 4.11 | 4.11 | 4.11 | 4.8 | 4.8 | 4.8 | 4.8 | 4.8 | 4.8 | 4.8 | 4.8 | 4.8 | 4.8 | 4.8 | 4.8 | 4.03 | 4.03 | 4.03 | 4.03 | 4.03 | 4.03 | 4.03 | 4.03 | 4.03 | 4.03 | 4.03 | 4.03 | 4.15 | 4.15 | 4.15 | 4.15 | 4.15 | 4.15 | 4.15 | 4.15 | 4.15 | 4.15 | 4.15 | 4.15 | 4.2 | 4.2 | 4.2 | 4.2 | 4.2 | 4.2 | 4.2 | 4.2 | 4.2 | 4.2 | 4.2 | 4.2 | 4.31 | 4.31 | 4.31 | 4.31 | 4.31 | 4.31 | 4.31 | 4.31 | 4.31 | 4.31 | 4.31 | 4.31 | 4.9 | 4.9 | 4.9 | 4.9 | 4.9 | 4.9 | 4.9 | 4.9 | 4.9 | 4.9 | 4.9 | 4.9 | 5.61 | 5.61 | 5.61 | 5.61 | 5.61 | 5.61 | 5.61 | 5.61 | 5.61 | 5.61 | 5.61 | 5.61 | 5.79 | 5.79 | 5.79 | 5.79 | 5.79 | 5.79 | 5.79 | 5.79 | 5.79 | 5.79 | 5.79 | 5.79 | 6.81 | 6.81 | 6.81 | 6.81 | 6.81 | 6.81 | 6.81 | 6.81 | 6.81 | 6.81 | 6.81 | 6.81 | 8 | 8 | 8 | 8 | 8 | 8 | 8 | 8 | 8 | 8 | 8 | 8 | 9.75 | 9.75 | 9.75 | 9.75 | 9.75 | 9.75 | 9.75 | 9.75 | 9.75 | 9.75 | 9.75 | 9.75 | 9.9645 | 9.9645 | 9.9645 | 9.9645 | 9.9645 | 9.9645 | 9.9645 | 9.9645 | 9.9645 | 9.9645 | 9.9645 | 9.9645 | 10.1837 | 10.1837 | 10.1837 | 10.1837 | 10.1837 | 10.1837 | 10.1837 | 10.1837 | 10.1837 | 10.1837 | 10.1837 | 10.1837 | 10.4078 | 10.4078 | 10.4078 | 10.4078 | 10.4078 | 10.4078 | 10.4078 | 10.4078 | 10.4078 | 10.4078 | 10.4078 | 10.4078 | 10.6367 | 10.6367 | 10.6367 | 10.6367 | 10.6367 | 10.6367 | 10.6367 | 10.6367 | 10.6367 | 10.6367 | 10.6367 | 10.6367 | 10.8707 | 10.8707 | 10.8707 | 10.8707 | 10.8707 | 10.8707 | 10.8707 | 10.8707 | 10.8707 | 10.8707 | 10.8707 | 10.8707 | 11.1099 | 11.1099 | 11.1099 | 11.1099 | 11.1099 | 11.1099 | 11.1099 | 11.1099 | 11.1099 | 11.1099 | 11.1099 | 11.1099 | 11.3543 | 11.3543 | 11.3543 | 11.3543 | 11.3543 | 11.3543 | 11.3543 | 11.3543 | 11.3543 | 11.3543 | 11.3543 | 11.3543 | 11.6041 | 11.6041 | 11.6041 | 11.6041 | 11.6041 | 11.6041 | 11.6041 | 11.6041 | 11.6041 | 11.6041 | 11.6041 | 11.6041 | 11.8594 | 11.8594 | 11.8594 | 11.8594 | 11.8594 | 11.8594 | 11.8594 | 11.8594 | 11.8594 | 11.8594 | 11.8594 | 11.8594 | 12.1203 | 12.1203 | 12.1203 | 12.1203 | 12.1203 | 12.1203 | 12.1203 | 12.1203 | 12.1203 | 12.1203 | 12.1203 | 12.1203 | 12.387 | 12.387 | 12.387 | 12.387 | 12.387 | 12.387 | 12.387 | 12.387 | 12.387 | 12.387 | 12.387 | 12.387 | 12.6595 | 12.6595 | 12.6595 | 12.6595 | 12.6595 | 12.6595 | 12.6595 | 12.6595 | 12.6595 | 12.6595 | 12.6595 | 12.6595 | 12.938 | 12.938 | 12.938 | 12.938 | 12.938 | 12.938 | 12.938 | 12.938 | 12.938 | 12.938 | 12.938 | 12.938 | 13.2226 | 13.2226 | 13.2226 | 13.2226 | 13.2226 | 13.2226 | 13.2226 | 13.2226 | 13.2226 | 13.2226 | 13.2226 | 13.2226 | 13.5135 | 13.5135 | 13.5135 | 13.5135 | 13.5135 | 13.5135 | 13.5135 | 13.5135 | 13.5135 | 13.5135 | 13.5135 | 13.5135 | 13.8108 | 13.8108 | 13.8108 | 13.8108 | 13.8108 | 13.8108 | 13.8108 | 13.8108 | 13.8108 | 13.8108 | 13.8108 | 13.8108 | 14.1146 | 14.1146 | 14.1146 | 14.1146 | 14.1146 | 14.1146 | 14.1146 | 14.1146 | 14.1146 | 14.1146 | 14.1146 | 14.1146 | 0 | 0 | 0 | 8 | 2029 | 2029-06-01 | 2030-05-31 | 10.5
[382 empty] | 8 | 2030 | 2030-06-01 | 2031-05-31 | 10.5
Revenues | [381 empty] | 8 | 2031 | 2031-06-01 | 2032-05-31 | 10.5
Energy |  | 10.093 | 10.1627 | 11.3628 | 12.3213 | 12.3807 | 13.313 | 14.6524 | 14.9363 | 13.1496 | 12.5147 | 11.5321 | 11.4115 | 10.0228 | 10.6818 | 11.756 | 12.9074 | 13.3419 | 13.6848 | 15.1528 | 15.4903 | 13.4142 | 13.4973 | 12.4691 | 11.7592 | 13.3282 | 13.5709 | 11.8835 | 12.2528 | 12.3798 | 12.5549 | 13.2255 | 12.3693 | 12.318 | 12.2209 | 11.9248 | 11.7391 | 13.4273 | 13.4405 | 12.1918 | 12.5541 | 12.5777 | 12.7176 | 13.3994 | 12.6691 | 12.5205 | 12.5674 | 12.2746 | 11.852 | 13.7796 | 13.8189 | 12.4258 | 12.7231 | 12.8953 | 13.0567 | 13.5677 | 12.8933 | 12.7081 | 12.9127 | 12.3052 | 12.8831 | 14.3917 | 13.7966 | 12.7121 | 12.9922 | 13.0813 | 13.3135 | 13.7438 | 13.2974 | 13.1116 | 13.2297 | 12.6196 | 13.0707 | 14.7256 | 14.8599 | 12.8735 | 13.2345 | 13.2502 | 13.2742 | 13.818 | 13.5852 | 13.1469 | 13.4888 | 12.5918 | 14.4452 | 15.2096 | 14.9012 | 13.1506 | 13.4575 | 13.3833 | 13.4867 | 13.9822 | 13.9818 | 13.3102 | 13.841 | 13.0696 | 13.8081 | 15.3634 | 15.052 | 13.2848 | 13.5946 | 13.5197 | 13.6241 | 14.1243 | 14.1239 | 13.4459 | 13.9817 | 13.203 | 13.9485 | 15.6707 | 15.3531 | 13.5505 | 13.8665 | 13.7901 | 13.8966 | 14.4068 | 14.4064 | 13.7148 | 14.2614 | 13.4671 | 14.2275 | 15.6908 | 15.3702 | 13.5508 | 13.8697 | 13.7926 | 13.9001 | 14.4151 | 14.4146 | 13.7166 | 14.2683 | 13.4665 | 14.2341 | 15.8651 | 15.5381 | 13.6823 | 14.0076 | 13.929 | 14.0386 | 14.5639 | 14.5634 | 13.8514 | 14.4141 | 13.5964 | 14.3792 | 16.0401 | 15.7066 | 13.8136 | 14.1455 | 14.0652 | 14.1771 | 14.7128 | 14.7124 | 13.9862 | 14.5601 | 13.726 | 14.5245 | 15.7593 | 15.4228 | 13.5123 | 13.8472 | 13.7662 | 13.8791 | 14.4198 | 14.4194 | 13.6864 | 14.2657 | 13.4238 | 14.2298 | 15.461 | 15.1213 | 13.1933 | 13.5313 | 13.4496 | 13.5635 | 14.1092 | 14.1087 | 13.3691 | 13.9536 | 13.1041 | 13.9174 | 15.0152 | 14.6687 | 12.7022 | 13.0469 | 12.9636 | 13.0797 | 13.6363 | 13.6359 | 12.8814 | 13.4777 | 12.6111 | 13.4407 | 13.4449 | 13.0953 | 11.111 | 11.4589 | 11.3748 | 11.492 | 12.0536 | 12.0531 | 11.2919 | 11.8935 | 11.0192 | 11.8562 | 10.5716 | 10.2151 | 8.1911 | 8.5459 | 8.4601 | 8.5797 | 9.1525 | 9.1521 | 8.3756 | 8.9892 | 8.0974 | 8.9512 | 6.7537 | 6.3939 | 4.3519 | 4.7099 | 4.6234 | 4.744 | 5.322 | 5.3215 | 4.5381 | 5.1572 | 4.2574 | 5.1188 | 2.1486 | 1.7817 | -0.30121 | 0.063924 | -0.024351 | 0.098691 | 0.68822 | 0.68773 | -0.11135 | 0.52017 | -0.39762 | 0.48101 | 0 | 0 | 0 | 0 | 0 | 0 | 0 | 0 | 0 | 0 | 0 | 0 | 0 | 0 | 0 | 0 | 0 | 0 | 0 | 0 | 0 | 0 | 0 | 0 | 0 | 0 | 0 | 0 | 0 | 0 | 0 | 0 | 0 | 0 | 0 | 0 | 0 | 0 | 0 | 0 | 0 | 0 | 0 | 0 | 0 | 0 | 0 | 0 | 0 | 0 | 0 | 0 | 0 | 0 | 0 | 0 | 0 | 0 | 0 | 0 | 0 | 0 | 0 | 0 | 0 | 0 | 0 | 0 | 0 | 0 | 0 | 0 | 0 | 0 | 0 | 0 | 0 | 0 | 0 | 0 | 0 | 0 | 0 | 0 | 0 | 0 | 0 | 0 | 0 | 0 | 0 | 0 | 0 | 0 | 0 | 0 | 0 | 0 | 0 | 0 | 0 | 0 | 0 | 0 | 0 | 0 | 0 | 0 | 0 | 0 | 0 | 0 | 0 | 0 | 0 | 0 | 0 | 0 | 0 | 0 | [20 empty] | 8 | 2032 | 2032-06-01 | 2033-05-31 | 10.4
Rate 1 |  | 5.1348 | 5.1348 | 5.1348 | 5.1348 | 5.1348 | 5.1348 | 5.1348 | 5.1348 | 5.1348 | 5.1348 | 5.1348 | 5.1348 | 5.2375 | 5.2375 | 5.2375 | 5.2375 | 5.2375 | 5.2375 | 5.2375 | 5.2375 | 5.2375 | 5.2375 | 5.2375 | 5.2375 | 5.2384 | 5.2384 | 5.2384 | 5.2384 | 5.2384 | 5.2384 | 5.2384 | 5.2384 | 5.2384 | 5.2384 | 5.2384 | 5.2384 | 5.3431 | 5.3431 | 5.3431 | 5.3431 | 5.3431 | 5.3431 | 5.3431 | 5.3431 | 5.3431 | 5.3431 | 5.3431 | 5.3431 | 5.45 | 5.45 | 5.45 | 5.45 | 5.45 | 5.45 | 5.45 | 5.45 | 5.45 | 5.45 | 5.45 | 5.45 | 5.559 | 5.559 | 5.559 | 5.559 | 5.559 | 5.559 | 5.559 | 5.559 | 5.559 | 5.559 | 5.559 | 5.559 | 5.5589 | 5.5589 | 5.5589 | 5.5589 | 5.5589 | 5.5589 | 5.5589 | 5.5589 | 5.5589 | 5.5589 | 5.5589 | 5.5589 | 5.6701 | 5.6701 | 5.6701 | 5.6701 | 5.6701 | 5.6701 | 5.6701 | 5.6701 | 5.6701 | 5.6701 | 5.6701 | 5.6701 | 5.6688 | 5.6688 | 5.6688 | 5.6688 | 5.6688 | 5.6688 | 5.6688 | 5.6688 | 5.6688 | 5.6688 | 5.6688 | 5.6688 | 5.7822 | 5.7822 | 5.7822 | 5.7822 | 5.7822 | 5.7822 | 5.7822 | 5.7822 | 5.7822 | 5.7822 | 5.7822 | 5.7822 | 5.723 | 5.723 | 5.723 | 5.723 | 5.723 | 5.723 | 5.723 | 5.723 | 5.723 | 5.723 | 5.723 | 5.723 | 5.7797 | 5.7797 | 5.7797 | 5.7797 | 5.7797 | 5.7797 | 5.7797 | 5.7797 | 5.7797 | 5.7797 | 5.7797 | 5.7797 | 5.8364 | 5.8364 | 5.8364 | 5.8364 | 5.8364 | 5.8364 | 5.8364 | 5.8364 | 5.8364 | 5.8364 | 5.8364 | 5.8364 | 5.6524 | 5.6524 | 5.6524 | 5.6524 | 5.6524 | 5.6524 | 5.6524 | 5.6524 | 5.6524 | 5.6524 | 5.6524 | 5.6524 | 5.464 | 5.464 | 5.464 | 5.464 | 5.464 | 5.464 | 5.464 | 5.464 | 5.464 | 5.464 | 5.464 | 5.464 | 5.267 | 5.267 | 5.267 | 5.267 | 5.267 | 5.267 | 5.267 | 5.267 | 5.267 | 5.267 | 5.267 | 5.267 | 4.573 | 4.573 | 4.573 | 4.573 | 4.573 | 4.573 | 4.573 | 4.573 | 4.573 | 4.573 | 4.573 | 4.573 | 3.4038 | 3.4038 | 3.4038 | 3.4038 | 3.4038 | 3.4038 | 3.4038 | 3.4038 | 3.4038 | 3.4038 | 3.4038 | 3.4038 | 1.8443 | 1.8443 | 1.8443 | 1.8443 | 1.8443 | 1.8443 | 1.8443 | 1.8443 | 1.8443 | 1.8443 | 1.8443 | 1.8443 | 0 | 0 | 0 | 0 | 0 | 0 | 0 | 0 | 0 | 0 | 0 | 0 | 0 | 0 | 0 | 0 | 0 | 0 | 0 | 0 | 0 | 0 | 0 | 0 | 0 | 0 | 0 | 0 | 0 | 0 | 0 | 0 | 0 | 0 | 0 | 0 | 0 | 0 | 0 | 0 | 0 | 0 | 0 | 0 | 0 | 0 | 0 | 0 | 0 | 0 | 0 | 0 | 0 | 0 | 0 | 0 | 0 | 0 | 0 | 0 | 0 | 0 | 0 | 0 | 0 | 0 | 0 | 0 | 0 | 0 | 0 | 0 | 0 | 0 | 0 | 0 | 0 | 0 | 0 | 0 | 0 | 0 | 0 | 0 | 0 | 0 | 0 | 0 | 0 | 0 | 0 | 0 | 0 | 0 | 0 | 0 | 0 | 0 | 0 | 0 | 0 | 0 | 0 | 0 | 0 | 0 | 0 | 0 | 0 | 0 | 0 | 0 | 0 | 0 | 0 | 0 | 0 | 0 | 0 | 0 | 0 | 0 | 0 | 0 | 0 | 0 | 0 | 0 | 0 | 0 | 0 | 0
Frequency |  | 18.1698 | 18.1698 | 18.1698 | 18.1698 | 18.1698 | 18.1698 | 18.1698 | 18.1698 | 18.1698 | 18.1698 | 18.1698 | 18.1698 | 15.4443 | 15.4443 | 15.4443 | 15.4443 | 15.4443 | 15.4443 | 15.4443 | 15.4443 | 15.4443 | 15.4443 | 15.4443 | 15.4443 | 13.0038 | 13.0038 | 13.0038 | 13.0038 | 13.0038 | 13.0038 | 13.0038 | 13.0038 | 13.0038 | 13.0038 | 13.0038 | 13.0038 | 11.0533 | 11.0533 | 11.0533 | 11.0533 | 11.0533 | 11.0533 | 11.0533 | 11.0533 | 11.0533 | 11.0533 | 11.0533 | 11.0533 | 9.3953 | 9.3953 | 9.3953 | 9.3953 | 9.3953 | 9.3953 | 9.3953 | 9.3953 | 9.3953 | 9.3953 | 9.3953 | 9.3953 | 7.986 | 7.986 | 7.986 | 7.986 | 7.986 | 7.986 | 7.986 | 7.986 | 7.986 | 7.986 | 7.986 | 7.986 | 6.7234 | 6.7234 | 6.7234 | 6.7234 | 6.7234 | 6.7234 | 6.7234 | 6.7234 | 6.7234 | 6.7234 | 6.7234 | 6.7234 | 0 | 0 | 0 | 0 | 0 | 0 | 0 | 0 | 0 | 0 | 0 | 0 | 0 | 0 | 0 | 0 | 0 | 0 | 0 | 0 | 0 | 0 | 0 | 0 | 0 | 0 | 0 | 0 | 0 | 0 | 0 | 0 | 0 | 0 | 0 | 0 | 0 | 0 | 0 | 0 | 0 | 0 | 0 | 0 | 0 | 0 | 0 | 0 | 0 | 0 | 0 | 0 | 0 | 0 | 0 | 0 | 0 | 0 | 0 | 0 | 0 | 0 | 0 | 0 | 0 | 0 | 0 | 0 | 0 | 0 | 0 | 0 | 0 | 0 | 0 | 0 | 0 | 0 | 0 | 0 | 0 | 0 | 0 | 0 | 0 | 0 | 0 | 0 | 0 | 0 | 0 | 0 | 0 | 0 | 0 | 0 | 0 | 0 | 0 | 0 | 0 | 0 | 0 | 0 | 0 | 0 | 0 | 0 | 0 | 0 | 0 | 0 | 0 | 0 | 0 | 0 | 0 | 0 | 0 | 0 | 0 | 0 | 0 | 0 | 0 | 0 | 0 | 0 | 0 | 0 | 0 | 0 | 0 | 0 | 0 | 0 | 0 | 0 | 0 | 0 | 0 | 0 | 0 | 0 | 0 | 0 | 0 | 0 | 0 | 0 | 0 | 0 | 0 | 0 | 0 | 0 | 0 | 0 | 0 | 0 | 0 | 0 | 0 | 0 | 0 | 0 | 0 | 0 | 0 | 0 | 0 | 0 | 0 | 0 | 0 | 0 | 0 | 0 | 0 | 0 | 0 | 0 | 0 | 0 | 0 | 0 | 0 | 0 | 0 | 0 | 0 | 0 | 0 | 0 | 0 | 0 | 0 | 0 | 0 | 0 | 0 | 0 | 0 | 0 | 0 | 0 | 0 | 0 | 0 | 0 | 0 | 0 | 0 | 0 | 0 | 0 | 0 | 0 | 0 | 0 | 0 | 0 | 0 | 0 | 0 | 0 | 0 | 0 | 0 | 0 | 0 | 0 | 0 | 0 | 0 | 0 | 0 | 0 | 0 | 0 | 0 | 0 | 0 | 0 | 0 | 0 | 0 | 0 | 0 | 0 | 0 | 0 | 0 | 0 | 0 | 0 | 0 | 0 | 0 | 0 | 0 | 0 | 0 | 0 | 0 | 0 | 0 | 0 | 0 | 0 | 0 | 0 | 0 | 0 | 0 | 0 | 0 | 0 | 0 | 0 | 0 | 0 | 0 | 0 | 0 | 0 | 0 | 0 | 0 | 0 | 0 | 0 | 0 | 0 | 0 | 0
T&D Deferral |  | 0 | 0 | 0 | 0 | 0 | 0 | 0 | 0 | 0 | 0 | 0 | 0 | 0 | 0 | 0 | 0 | 0 | 0 | 0 | 0 | 0 | 0 | 0 | 0 | 0 | 0 | 0 | 0 | 0 | 0 | 0 | 0 | 0 | 0 | 0 | 0 | 0 | 0 | 0 | 0 | 0 | 0 | 0 | 0 | 0 | 0 | 0 | 0 | 0 | 0 | 0 | 0 | 0 | 0 | 0 | 0 | 0 | 0 | 0 | 0 | 0 | 0 | 0 | 0 | 0 | 0 | 0 | 0 | 0 | 0 | 0 | 0 | 73.6667 | 73.6667 | 73.6667 | 73.6667 | 73.6667 | 73.6667 | 73.6667 | 73.6667 | 73.6667 | 73.6667 | 73.6667 | 73.6667 | 73.6667 | 73.6667 | 73.6667 | 73.6667 | 73.6667 | 73.6667 | 73.6667 | 73.6667 | 73.6667 | 73.6667 | 73.6667 | 73.6667 | 0 | 0 | 0 | 0 | 0 | 0 | 0 | 0 | 0 | 0 | 0 | 0 | 0 | 0 | 0 | 0 | 0 | 0 | 0 | 0 | 0 | 0 | 0 | 0 | 0 | 0 | 0 | 0 | 0 | 0 | 0 | 0 | 0 | 0 | 0 | 0 | 0 | 0 | 0 | 0 | 0 | 0 | 0 | 0 | 0 | 0 | 0 | 0 | 0 | 0 | 0 | 0 | 0 | 0 | 0 | 0 | 0 | 0 | 0 | 0 | 0 | 0 | 0 | 0 | 0 | 0 | 0 | 0 | 0 | 0 | 0 | 0 | 0 | 0 | 0 | 0 | 0 | 0 | 0 | 0 | 0 | 0 | 0 | 0 | 0 | 0 | 0 | 0 | 0 | 0 | 0 | 0 | 0 | 0 | 0 | 0 | 0 | 0 | 0 | 0 | 0 | 0 | 0 | 0 | 0 | 0 | 0 | 0 | 0 | 0 | 0 | 0 | 0 | 0 | 0 | 0 | 0 | 0 | 0 | 0 | 0 | 0 | 0 | 0 | 0 | 0 | 0 | 0 | 0 | 0 | 0 | 0 | 0 | 0 | 0 | 0 | 0 | 0 | 0 | 0 | 0 | 0 | 0 | 0 | 0 | 0 | 0 | 0 | 0 | 0 | 0 | 0 | 0 | 0 | 0 | 0 | 0 | 0 | 0 | 0 | 0 | 0 | 0 | 0 | 0 | 0 | 0 | 0 | 0 | 0 | 0 | 0 | 0 | 0 | 0 | 0 | 0 | 0 | 0 | 0 | 0 | 0 | 0 | 0 | 0 | 0 | 0 | 0 | 0 | 0 | 0 | 0 | 0 | 0 | 0 | 0 | 0 | 0 | 0 | 0 | 0 | 0 | 0 | 0 | 0 | 0 | 0 | 0 | 0 | 0 | 0 | 0 | 0 | 0 | 0 | 0 | 0 | 0 | 0 | 0 | 0 | 0 | 0 | 0 | 0 | 0 | 0 | 0 | 0 | 0 | 0 | 0 | 0 | 0 | 0 | 0 | 0 | 0 | 0 | 0 | 0 | 0 | 0 | 0 | 0 | 0 | 0 | 0 | 0 | 0 | 0 | 0 | 0 | 0 | 0 | 0 | 0 | 0 | 0 | 0 | 0 | 0 | 0 | 0 | 0 | 0 | 0 | 0 | 0 | 0 | 0 | 0 | 0 | 0 | 0 | 0 | 0 | 0 | 0 | 0 | 0 | 0 | 0 | 0
Power Factor/VAR support |  | 0 | 0 | 0 | 0 | 0 | 0 | 0 | 0 | 0 | 0 | 0 | 0 | 0 | 0 | 0 | 0 | 0 | 0 | 0 | 0 | 0 | 0 | 0 | 0 | 0 | 0 | 0 | 0 | 0 | 0 | 0 | 0 | 0 | 0 | 0 | 0 | 0 | 0 | 0 | 0 | 0 | 0 | 0 | 0 | 0 | 0 | 0 | 0 | 0 | 0 | 0 | 0 | 0 | 0 | 0 | 0 | 0 | 0 | 0 | 0 | 0 | 0 | 0 | 0 | 0 | 0 | 0 | 0 | 0 | 0 | 0 | 0 | 0 | 0 | 0 | 0 | 0 | 0 | 0 | 0 | 0 | 0 | 0 | 0 | 0 | 0 | 0 | 0 | 0 | 0 | 0 | 0 | 0 | 0 | 0 | 0 | 0 | 0 | 0 | 0 | 0 | 0 | 0 | 0 | 0 | 0 | 0 | 0 | 0 | 0 | 0 | 0 | 0 | 0 | 0 | 0 | 0 | 0 | 0 | 0 | 0 | 0 | 0 | 0 | 0 | 0 | 0 | 0 | 0 | 0 | 0 | 0 | 0 | 0 | 0 | 0 | 0 | 0 | 0 | 0 | 0 | 0 | 0 | 0 | 0 | 0 | 0 | 0 | 0 | 0 | 0 | 0 | 0 | 0 | 0 | 0 | 0 | 0 | 0 | 0 | 0 | 0 | 0 | 0 | 0 | 0 | 0 | 0 | 0 | 0 | 0 | 0 | 0 | 0 | 0 | 0 | 0 | 0 | 0 | 0 | 0 | 0 | 0 | 0 | 0 | 0 | 0 | 0 | 0 | 0 | 0 | 0 | 0 | 0 | 0 | 0 | 0 | 0 | 0 | 0 | 0 | 0 | 0 | 0 | 0 | 0 | 0 | 0 | 0 | 0 | 0 | 0 | 0 | 0 | 0 | 0 | 0 | 0 | 0 | 0 | 0 | 0 | 0 | 0 | 0 | 0 | 0 | 0 | 0 | 0 | 0 | 0 | 0 | 0 | 0 | 0 | 0 | 0 | 0 | 0 | 0 | 0 | 0 | 0 | 0 | 0 | 0 | 0 | 0 | 0 | 0 | 0 | 0 | 0 | 0 | 0 | 0 | 0 | 0 | 0 | 0 | 0 | 0 | 0 | 0 | 0 | 0 | 0 | 0 | 0 | 0 | 0 | 0 | 0 | 0 | 0 | 0 | 0 | 0 | 0 | 0 | 0 | 0 | 0 | 0 | 0 | 0 | 0 | 0 | 0 | 0 | 0 | 0 | 0 | 0 | 0 | 0 | 0 | 0 | 0 | 0 | 0 | 0 | 0 | 0 | 0 | 0 | 0 | 0 | 0 | 0 | 0 | 0 | 0 | 0 | 0 | 0 | 0 | 0 | 0 | 0 | 0 | 0 | 0 | 0 | 0 | 0 | 0 | 0 | 0 | 0 | 0 | 0 | 0 | 0 | 0 | 0 | 0 | 0 | 0 | 0 | 0 | 0 | 0 | 0 | 0 | 0 | 0 | 0 | 0 | 0 | 0 | 0 | 0 | 0 | 0 | 0 | 0 | 0 | 0 | 0 | 0 | 0 | 0 | 0 | 0 | 0 | 0 | 0 | 0 | 0 | 0 | 0 | 0 | 0 | 0 | 0 | 0 | 0 | 0
Capacity |  | 27.23 | 27.23 | 27.23 | 27.23 | 27.23 | 27.88 | 27.88 | 27.88 | 27.88 | 27.88 | 27.88 | 27.88 | 26.49 | 26.49 | 26.49 | 26.49 | 26.49 | 36.61 | 36.61 | 36.61 | 36.61 | 36.61 | 36.61 | 36.61 | 34.78 | 34.78 | 34.78 | 34.78 | 34.78 | 39.55 | 39.55 | 39.55 | 39.55 | 39.55 | 39.55 | 39.55 | 37.57 | 37.57 | 37.57 | 37.57 | 37.57 | 43.88 | 43.88 | 43.88 | 43.88 | 43.88 | 43.88 | 43.88 | 41.69 | 41.69 | 41.69 | 41.69 | 41.69 | 35 | 35 | 35 | 35 | 35 | 35 | 35 | 33.25 | 33.25 | 33.25 | 33.25 | 33.25 | 34.24 | 34.24 | 34.24 | 34.24 | 34.24 | 34.24 | 34.24 | 32.53 | 32.53 | 32.53 | 32.53 | 32.53 | 32.6 | 32.6 | 32.6 | 32.6 | 32.6 | 32.6 | 32.6 | 30.98 | 30.98 | 30.98 | 30.98 | 30.98 | 31.79 | 31.79 | 31.79 | 31.79 | 31.79 | 31.79 | 31.79 | 30.2 | 30.2 | 30.2 | 30.2 | 30.2 | 34 | 34 | 34 | 34 | 34 | 34 | 34 | 32.3 | 32.3 | 32.3 | 32.3 | 32.3 | 36.98 | 36.98 | 36.98 | 36.98 | 36.98 | 36.98 | 36.98 | 35.13 | 35.13 | 35.13 | 35.13 | 35.13 | 35.56 | 35.56 | 35.56 | 35.56 | 35.56 | 35.56 | 35.56 | 33.78 | 33.78 | 33.78 | 33.78 | 33.78 | 39.33 | 39.33 | 39.33 | 39.33 | 39.33 | 39.33 | 39.33 | 37.37 | 37.37 | 37.37 | 37.37 | 37.37 | 43.46 | 43.46 | 43.46 | 43.46 | 43.46 | 43.46 | 43.46 | 41.29 | 41.29 | 41.29 | 41.29 | 41.29 | 48.28 | 48.28 | 48.28 | 48.28 | 48.28 | 48.28 | 48.28 | 45.87 | 45.87 | 45.87 | 45.87 | 45.87 | 44.91 | 44.91 | 44.91 | 44.91 | 44.91 | 44.91 | 44.91 | 42.66 | 42.66 | 42.66 | 42.66 | 42.66 | 41.2 | 41.2 | 41.2 | 41.2 | 41.2 | 41.2 | 41.2 | 39.15 | 39.15 | 39.15 | 39.15 | 39.15 | 34.42 | 34.42 | 34.42 | 34.42 | 34.42 | 34.42 | 34.42 | 32.7 | 32.7 | 32.7 | 32.7 | 32.7 | 24.39 | 24.39 | 24.39 | 24.39 | 24.39 | 24.39 | 24.39 | 23.17 | 23.17 | 23.17 | 23.17 | 23.17 | 12.72 | 12.72 | 12.72 | 12.72 | 12.72 | 12.72 | 12.72 | 12.08 | 12.08 | 12.08 | 12.08 | 12.08 | 0 | 0 | 0 | 0 | 0 | 0 | 0 | 0 | 0 | 0 | 0 | 0 | 0 | 0 | 0 | 0 | 0 | 0 | 0 | 0 | 0 | 0 | 0 | 0 | 0 | 0 | 0 | 0 | 0 | 0 | 0 | 0 | 0 | 0 | 0 | 0 | 0 | 0 | 0 | 0 | 0 | 0 | 0 | 0 | 0 | 0 | 0 | 0 | 0 | 0 | 0 | 0 | 0 | 0 | 0 | 0 | 0 | 0 | 0 | 0 | 0 | 0 | 0 | 0 | 0 | 0 | 0 | 0 | 0 | 0 | 0 | 0 | 0 | 0 | 0 | 0 | 0 | 0 | 0 | 0 | 0 | 0 | 0 | 0 | 0 | 0 | 0 | 0 | 0 | 0 | 0 | 0 | 0 | 0 | 0 | 0 | 0 | 0 | 0 | 0 | 0 | 0 | 0 | 0 | 0 | 0 | 0 | 0 | 0 | 0 | 0 | 0 | 0 | 0 | 0 | 0 | 0 | 0 | 0 | 0 | 0 | 0 | 0 | 0 | 0 | 0 | 0 | 0 | 0 | 0 | 0 | 0 | 0 | 0 | 0 | 0 | 0 | 0 | 0 | 0 | 0 | 0 | 0 | 0 | 0 | 0 | 0 | 8 | 2033 | 2033-06-01 | 2034-05-31 | 10.4
RNS |  | 0 | 122.92 | 122.92 | 122.92 | 122.92 | 122.92 | 122.92 | 122.92 | 122.92 | 122.92 | 122.92 | 122.92 | 121.63 | 121.91 | 121.91 | 121.91 | 121.91 | 121.91 | 121.91 | 121.91 | 121.91 | 121.91 | 121.91 | 121.91 | 120.89 | 120.02 | 120.02 | 120.02 | 120.02 | 120.02 | 120.02 | 120.02 | 120.02 | 120.02 | 120.02 | 120.02 | 118.25 | 118.51 | 118.51 | 118.51 | 118.51 | 118.51 | 118.51 | 118.51 | 118.51 | 118.51 | 118.51 | 118.51 | 114.47 | 114.72 | 114.72 | 114.72 | 114.72 | 114.72 | 114.72 | 114.72 | 114.72 | 114.72 | 114.72 | 114.72 | 109.89 | 110.13 | 110.13 | 110.13 | 110.13 | 110.13 | 110.13 | 110.13 | 110.13 | 110.13 | 110.13 | 110.13 | 105.43 | 104.65 | 104.65 | 104.65 | 104.65 | 104.65 | 104.65 | 104.65 | 104.65 | 104.65 | 104.65 | 104.65 | 100.22 | 100.44 | 100.44 | 100.44 | 100.44 | 100.44 | 100.44 | 100.44 | 100.44 | 100.44 | 100.44 | 100.44 | 96.21 | 95.49 | 95.49 | 95.49 | 95.49 | 95.49 | 95.49 | 95.49 | 95.49 | 95.49 | 95.49 | 95.49 | 91.44 | 91.64 | 91.64 | 91.64 | 91.64 | 91.64 | 91.64 | 91.64 | 91.64 | 91.64 | 91.64 | 91.64 | 87.72 | 86.22 | 86.22 | 86.22 | 86.22 | 86.22 | 86.22 | 86.22 | 86.22 | 86.22 | 86.22 | 86.22 | 82.56 | 81.94 | 81.94 | 81.94 | 81.94 | 81.94 | 81.94 | 81.94 | 81.94 | 81.94 | 81.94 | 81.94 | 78.45 | 77.84 | 77.84 | 77.84 | 77.84 | 77.84 | 77.84 | 77.84 | 77.84 | 77.84 | 77.84 | 77.84 | 74.54 | 71.69 | 71.69 | 71.69 | 71.69 | 71.69 | 71.69 | 71.69 | 71.69 | 71.69 | 71.69 | 71.69 | 68.64 | 65.89 | 65.89 | 65.89 | 65.89 | 65.89 | 65.89 | 65.89 | 65.89 | 65.89 | 65.89 | 65.89 | 63.1 | 59.77 | 59.77 | 59.77 | 59.77 | 59.77 | 59.77 | 59.77 | 59.77 | 59.77 | 59.77 | 59.77 | 57.25 | 49.35 | 49.35 | 49.35 | 49.35 | 49.35 | 49.35 | 49.35 | 49.35 | 49.35 | 49.35 | 49.35 | 47.27 | 34.57 | 34.57 | 34.57 | 34.57 | 34.57 | 34.57 | 34.57 | 34.57 | 34.57 | 34.57 | 34.57 | 33.11 | 17.83 | 17.83 | 17.83 | 17.83 | 17.83 | 17.83 | 17.83 | 17.83 | 17.83 | 17.83 | 17.83 | 17.07 | 0 | 0 | 0 | 0 | 0 | 0 | 0 | 0 | 0 | 0 | 0 | 0 | 0 | 0 | 0 | 0 | 0 | 0 | 0 | 0 | 0 | 0 | 0 | 0 | 0 | 0 | 0 | 0 | 0 | 0 | 0 | 0 | 0 | 0 | 0 | 0 | 0 | 0 | 0 | 0 | 0 | 0 | 0 | 0 | 0 | 0 | 0 | 0 | 0 | 0 | 0 | 0 | 0 | 0 | 0 | 0 | 0 | 0 | 0 | 0 | 0 | 0 | 0 | 0 | 0 | 0 | 0 | 0 | 0 | 0 | 0 | 0 | 0 | 0 | 0 | 0 | 0 | 0 | 0 | 0 | 0 | 0 | 0 | 0 | 0 | 0 | 0 | 0 | 0 | 0 | 0 | 0 | 0 | 0 | 0 | 0 | 0 | 0 | 0 | 0 | 0 | 0 | 0 | 0 | 0 | 0 | 0 | 0 | 0 | 0 | 0 | 0 | 0 | 0 | 0 | 0 | 0 | 0 | 0 | 0 | 0 | 0 | 0 | 0 | 0 | 0 | 0 | 0 | 0 | 0 | 0 | 0 | 0 | 0 | 0 | 0 | 0 | 0 | 0 | 0 | 0 | 0 | 0 | 0 | 0 | 0 | 0 | 0 | 0 | 0 | 0 | 8 | 2034 | 2034-06-01 | 2035-05-31 | 10.3
Total Revenues |  | 60.6276 | 183.6173 | 184.8174 | 185.7758 | 185.8353 | 187.4175 | 188.757 | 189.0409 | 187.2541 | 186.6193 | 185.6367 | 185.5161 | 178.8246 | 179.7636 | 180.8378 | 181.9892 | 182.4237 | 192.8866 | 194.3546 | 194.6921 | 192.616 | 192.6991 | 191.6709 | 190.961 | 187.2404 | 186.6131 | 184.9257 | 185.295 | 185.422 | 190.3671 | 191.0377 | 190.1815 | 190.1302 | 190.0331 | 189.737 | 189.5513 | 185.6437 | 185.9169 | 184.6682 | 185.0305 | 185.0541 | 191.504 | 192.1857 | 191.4555 | 191.3069 | 191.3538 | 191.061 | 190.6384 | 184.7849 | 185.0742 | 183.6811 | 183.9784 | 184.1505 | 177.622 | 178.133 | 177.4586 | 177.2734 | 177.478 | 176.8705 | 177.4483 | 171.0766 | 170.7216 | 169.6371 | 169.9171 | 170.0063 | 171.2284 | 171.6588 | 171.2124 | 171.0266 | 171.1447 | 170.5345 | 170.9856 | 238.6346 | 237.9889 | 236.0025 | 236.3635 | 236.3792 | 236.4732 | 237.017 | 236.7841 | 236.3459 | 236.6877 | 235.7908 | 237.6442 | 225.7464 | 225.6579 | 223.9073 | 224.2142 | 224.14 | 225.0534 | 225.5489 | 225.5485 | 224.8769 | 225.4077 | 224.6363 | 225.3748 | 147.4422 | 146.4108 | 144.6436 | 144.9534 | 144.8785 | 148.7829 | 149.2831 | 149.2827 | 148.6047 | 149.1405 | 148.3618 | 149.1073 | 145.1928 | 145.0753 | 143.2727 | 143.5887 | 143.5123 | 148.2988 | 148.809 | 148.8085 | 148.117 | 148.6635 | 147.8693 | 148.6297 | 144.2638 | 142.4433 | 140.6238 | 140.9428 | 140.8657 | 141.4031 | 141.9181 | 141.9177 | 141.2197 | 141.7713 | 140.9696 | 141.7371 | 137.9848 | 137.0378 | 135.182 | 135.5073 | 135.4287 | 141.0883 | 141.6136 | 141.6131 | 140.9012 | 141.4638 | 140.6461 | 141.429 | 137.6964 | 136.7529 | 134.86 | 135.1918 | 135.1116 | 141.3134 | 141.8492 | 141.8488 | 141.1225 | 141.6965 | 140.8624 | 141.6609 | 137.2418 | 134.0552 | 132.1447 | 132.4796 | 132.3986 | 139.5015 | 140.0422 | 140.0418 | 139.3088 | 139.8881 | 139.0463 | 139.8522 | 135.4349 | 132.3453 | 130.4173 | 130.7553 | 130.6736 | 129.8275 | 130.3731 | 130.3727 | 129.633 | 130.2176 | 129.368 | 130.1813 | 126.0422 | 122.3657 | 120.3992 | 120.7439 | 120.6606 | 119.3167 | 119.8734 | 119.8729 | 119.1184 | 119.7147 | 118.8482 | 119.6777 | 114.4179 | 106.1683 | 104.184 | 104.5319 | 104.4478 | 99.835 | 100.3966 | 100.3962 | 99.6349 | 100.2365 | 99.3622 | 100.1992 | 93.9455 | 80.8889 | 78.8649 | 79.2197 | 79.1339 | 70.9435 | 71.5164 | 71.5159 | 70.7394 | 71.3531 | 70.4612 | 71.315 | 64.878 | 49.2382 | 47.1962 | 47.5542 | 47.4676 | 37.1382 | 37.7162 | 37.7157 | 36.9323 | 37.5515 | 36.6517 | 37.5131 | 31.2986 | 13.8617 | 11.7788 | 12.1439 | 12.0556 | 0.098691 | 0.68822 | 0.68773 | -0.11135 | 0.52017 | -0.39762 | 0.48101 | 0 | 0 | 0 | 0 | 0 | 0 | 0 | 0 | 0 | 0 | 0 | 0 | 0 | 0 | 0 | 0 | 0 | 0 | 0 | 0 | 0 | 0 | 0 | 0 | 0 | 0 | 0 | 0 | 0 | 0 | 0 | 0 | 0 | 0 | 0 | 0 | 0 | 0 | 0 | 0 | 0 | 0 | 0 | 0 | 0 | 0 | 0 | 0 | 0 | 0 | 0 | 0 | 0 | 0 | 0 | 0 | 0 | 0 | 0 | 0 | 0 | 0 | 0 | 0 | 0 | 0 | 0 | 0 | 0 | 0 | 0 | 0 | 0 | 0 | 0 | 0 | 0 | 0 | 0 | 0 | 0 | 0 | 0 | 0 | 0 | 0 | 0 | 0 | 0 | 0 | 0 | 0 | 0 | 0 | 0 | 0 | 0 | 0 | 0 | 0 | 0 | 0 | 0 | 0 | 0 | 0 | 0 | 0 | 0 | 0 | 0 | 0 | 0 | 0 | 0 | 0 | 0 | 0 | 0 | 0 | 0 | 0 | 0 | 0 | 0 | 0 | 0 | 0 | 0 | 0 | 0 | 0 | 0 | 0 | 0 | 0 | 0 | 0 | 0 | 0 | 8 | 2035 | 2035-06-01 | 2036-05-31 | 10.3
[382 empty] | 8 | 2036 | 2036-06-01 | 2037-05-31 | 10.1
Year 1 installs | NPV | 1: 1; 2: 2; 3: 3; 4: 4; 5: 5; 6: 6; 7: 7; 8: 8; 9: 9; 10: 10; 11: 11; 12: 12; 1: 13; 2: 14; 3: 15; 4: 16; 5: 17; 6: 18; 7: 19; 8: 20; 9: 21; 10: 22; 11: 23; 12: 24; 1: 25; 2: 26; 3: 27; 4: 28; 5: 29; 6: 30 | 8 | 2037 | 2037-06-01 | 2038-05-31 | 10
Revenues | [381 empty] | 8 | 2038 | 2038-06-01 | 2039-05-31 | 9.9
Energy | 1675.6801 | 1: 147.8301; 2: 154.1777; 3: 149.7678; 4: 152.192; 5: 155.9695; 6: 159.3601; 7: 163.2938; 8: 165.5819; 9: 167.2662; 10: 170.6115; 11: 170.6894; 12: 172.4292; 1: 174.1702; 2: 170.6317; 3: 166.8821; 4: 161.1594; 5: 142.1444; 6: 107.2815; 7: 61.2917; 8: 5.6355; 9: 0; 10: 0; 11: 0; 12: 0; 1: 0; 2: 0; 3: 0; 4: 0; 5: 0; 6: 0 | 8 | 2039 | 2039-06-01 | 2040-05-31 | 9.5
Rate 1 | 682.8133 | 1: 61.6174; 2: 62.8497; 3: 62.8605; 4: 64.1177; 5: 65.4; 6: 66.708; 7: 66.7065; 8: 68.0406; 9: 68.0255; 10: 69.386; 11: 68.6766; 12: 69.3566; 1: 70.0362; 2: 67.829; 3: 65.5675; 4: 63.2042; 5: 54.8762; 6: 40.8457; 7: 22.1312; 8: 0; 9: 0; 10: 0; 11: 0; 12: 0; 1: 0; 2: 0; 3: 0; 4: 0; 5: 0; 6: 0
Frequency | 800.9939 | 1: 218.0375; 2: 185.3319; 3: 156.0459; 4: 132.639; 5: 112.7432; 6: 95.8317; 7: 80.6812; 8: 0; 9: 0; 10: 0; 11: 0; 12: 0; 1: 0; 2: 0; 3: 0; 4: 0; 5: 0; 6: 0; 7: 0; 8: 0; 9: 0; 10: 0; 11: 0; 12: 0; 1: 0; 2: 0; 3: 0; 4: 0; 5: 0; 6: 0
T&D Deferral | 1105.2913 | 1: 0; 2: 0; 3: 0; 4: 0; 5: 0; 6: 0; 7: 884; 8: 884; 9: 0; 10: 0; 11: 0; 12: 0; 1: 0; 2: 0; 3: 0; 4: 0; 5: 0; 6: 0; 7: 0; 8: 0; 9: 0; 10: 0; 11: 0; 12: 0; 1: 0; 2: 0; 3: 0; 4: 0; 5: 0; 6: 0
Power Factor/VAR support | 0 | 1: 0; 2: 0; 3: 0; 4: 0; 5: 0; 6: 0; 7: 0; 8: 0; 9: 0; 10: 0; 11: 0; 12: 0; 1: 0; 2: 0; 3: 0; 4: 0; 5: 0; 6: 0; 7: 0; 8: 0; 9: 0; 10: 0; 11: 0; 12: 0; 1: 0; 2: 0; 3: 0; 4: 0; 5: 0; 6: 0
Capacity | 4549.5442 | 1: 331.31; 2: 388.72; 3: 450.75; 4: 495.01; 5: 453.45; 6: 405.93; 7: 390.85; 8: 377.43; 9: 389; 10: 420.36; 11: 424.57; 12: 444.21; 1: 491.07; 2: 544.41; 3: 543.72; 4: 501.7; 5: 436.69; 6: 334.23; 7: 204.89; 8: 60.4; 9: 0; 10: 0; 11: 0; 12: 0; 1: 0; 2: 0; 3: 0; 4: 0; 5: 0; 6: 0 | 8 | 2040 | 2040-06-01 | 2041-05-31 | 9.1
RNS | 12302.8034 | 1: 1352.12; 2: 1462.64; 3: 1441.11; 4: 1421.86; 5: 1376.39; 6: 1321.32; 7: 1256.58; 8: 1205.06; 9: 1146.6; 10: 1099.48; 11: 1036.14; 12: 983.9; 1: 934.69; 2: 863.13; 3: 793.43; 4: 720.57; 5: 600.1; 6: 427.54; 7: 229.24; 8: 17.07; 9: 0; 10: 0; 11: 0; 12: 0; 1: 0; 2: 0; 3: 0; 4: 0; 5: 0; 6: 0 | 8 | 2041 | 2041-06-01 | 2042-05-31 | 8.6
Total | 21117.1262 | 1: 2110.915; 2: 2253.7193; 3: 2260.5342; 4: 2265.8188; 5: 2163.9527; 6: 2049.1498; 7: 2842.1115; 8: 2700.1125; 9: 1770.8917; 10: 1759.8376; 11: 1700.076; 12: 1669.8957; 1: 1669.9664; 2: 1646.0008; 3: 1569.5996; 4: 1446.6336; 5: 1233.8106; 6: 909.8973; 7: 517.5529; 8: 83.1055; 9: 0; 10: 0; 11: 0; 12: 0; 1: 0; 2: 0; 3: 0; 4: 0; 5: 0; 6: 0 | 8 | 2042 | 2042-06-01 | 2043-05-31 | 7.4
(0) Adjusted for failure rate | [381 empty] | 8 | 2043 | 2043-06-01 | 2044-05-31 | 5.4
(1) Adjusted for degradation and availability | [381 empty] | 8 | 2044 | 2044-06-01 | 2045-05-31 | 2.9
(2) Adjusted for losses, reserve margin (for FCM), and forecast error. | [381 empty] | 8 | 2045 | 2045-06-01 | 2046-05-31 | 0
[382 empty] | 8 | 2046 | 2046-06-01 | 2047-05-31 | 0
[382 empty] | 8 | 2047 | 2047-06-01 | 2048-05-31 | 0
[382 empty] | 8 | 2048 | 2048-06-01 | 2049-05-31 | 0
[382 empty] | 8 | 2049 | 2049-06-01 | 2050-05-31 | 0
[382 empty] | 8 | 2050 | 2050-06-01 | 2051-05-31 | 0
[382 empty] | 8 | 2051 | 2051-06-01 | 2052-05-31 | 0
[382 empty] | 8 | 2052 | 2052-06-01 | 2053-05-31 | 0
[382 empty] | 8 | 2053 | 2053-06-01 | 2054-05-31 | 0
[382 empty] | 8 | 2054 | 2054-06-01 | 2055-05-31 | 0
[382 empty] | 8 | 2055 | 2055-06-01 | 2056-05-31 | 0
[382 empty] | 8 | 2056 | 2056-06-01 | 2057-05-31 | 0
[382 empty] | 8 | 2057 | 2057-06-01 | 2058-05-31 | 0
[382 empty] | 8 | 2058 | 2058-06-01 | 2059-05-31 | 0
Formulas:
Beginning = EOMONTH([Beginning, row above],11)+1
Ending = EOMONTH([Ending, row above],12)

## Monthly Value (2)
Green Mountain Power
kW per system | 11.5
Year |  | 2027 | 2027 | 2027 | 2027 | 2027 | 2027 | 2027 | 2027 | 2027 | 2027 | 2027 | 2027 | 2028 | 2028 | 2028 | 2028 | 2028 | 2028 | 2028 | 2028 | 2028 | 2028 | 2028 | 2028 | 2029 | 2029 | 2029 | 2029 | 2029 | 2029 | 2029 | 2029 | 2029 | 2029 | 2029 | 2029 | 2030 | 2030 | 2030 | 2030 | 2030 | 2030 | 2030 | 2030 | 2030 | 2030 | 2030 | 2030 | 2031 | 2031 | 2031 | 2031 | 2031 | 2031 | 2031 | 2031 | 2031 | 2031 | 2031 | 2031 | 2032 | 2032 | 2032 | 2032 | 2032 | 2032 | 2032 | 2032 | 2032 | 2032 | 2032 | 2032 | 2033 | 2033 | 2033 | 2033 | 2033 | 2033 | 2033 | 2033 | 2033 | 2033 | 2033 | 2033 | 2034 | 2034 | 2034 | 2034 | 2034 | 2034 | 2034 | 2034 | 2034 | 2034 | 2034 | 2034 | 2035 | 2035 | 2035 | 2035 | 2035 | 2035 | 2035 | 2035 | 2035 | 2035 | 2035 | 2035 | 2036 | 2036 | 2036 | 2036 | 2036 | 2036 | 2036 | 2036 | 2036 | 2036 | 2036 | 2036 | 2037 | 2037 | 2037 | 2037 | 2037 | 2037 | 2037 | 2037 | 2037 | 2037 | 2037 | 2037 | 2038 | 2038 | 2038 | 2038 | 2038 | 2038 | 2038 | 2038 | 2038 | 2038 | 2038 | 2038 | 2039 | 2039 | 2039 | 2039 | 2039 | 2039 | 2039 | 2039 | 2039 | 2039 | 2039 | 2039 | 2040 | 2040 | 2040 | 2040 | 2040 | 2040 | 2040 | 2040 | 2040 | 2040 | 2040 | 2040 | 2041 | 2041 | 2041 | 2041 | 2041 | 2041 | 2041 | 2041 | 2041 | 2041 | 2041 | 2041 | 2042 | 2042 | 2042 | 2042 | 2042 | 2042 | 2042 | 2042 | 2042 | 2042 | 2042 | 2042 | 2043 | 2043 | 2043 | 2043 | 2043 | 2043 | 2043 | 2043 | 2043 | 2043 | 2043 | 2043 | 2044 | 2044 | 2044 | 2044 | 2044 | 2044 | 2044 | 2044 | 2044 | 2044 | 2044 | 2044 | 2045 | 2045 | 2045 | 2045 | 2045 | 2045 | 2045 | 2045 | 2045 | 2045 | 2045 | 2045 | 2046 | 2046 | 2046 | 2046 | 2046 | 2046 | 2046 | 2046 | 2046 | 2046 | 2046 | 2046 | 2047 | 2047 | 2047 | 2047 | 2047 | 2047 | 2047 | 2047 | 2047 | 2047 | 2047 | 2047 | 2048 | 2048 | 2048 | 2048 | 2048 | 2048 | 2048 | 2048 | 2048 | 2048 | 2048 | 2048 | 2049 | 2049 | 2049 | 2049 | 2049 | 2049 | 2049 | 2049 | 2049 | 2049 | 2049 | 2049 | 2050 | 2050 | 2050 | 2050 | 2050 | 2050 | 2050 | 2050 | 2050 | 2050 | 2050 | 2050 | 2051 | 2051 | 2051 | 2051 | 2051 | 2051 | 2051 | 2051 | 2051 | 2051 | 2051 | 2051 | 2052 | 2052 | 2052 | 2052 | 2052 | 2052 | 2052 | 2052 | 2052 | 2052 | 2052 | 2052 | 2053 | 2053 | 2053 | 2053 | 2053 | 2053 | 2053 | 2053 | 2053 | 2053 | 2053 | 2053 | 2054 | 2054 | 2054 | 2054 | 2054 | 2054 | 2054 | 2054 | 2054 | 2054 | 2054 | 2054 | 2055 | 2055 | 2055 | 2055 | 2055 | 2055 | 2055 | 2055 | 2055 | 2055 | 2055 | 2055 | 2056 | 2056 | 2056 | 2056 | 2056 | 2056 | 2056 | 2056 | 2056 | 2056 | 2056 | 2056 | 2057 | 2057 | 2057 | 2057 | 2057 | 2057 | 2057 | 2057 | 2057 | 2057 | 2057 | 2057 | 2058 | 2058 | 2058 | 2058 | 2058 | 2058 | 2058 | 2058
Project Year |  | 1 | 1 | 1 | 1 | 1 | 1 | 1 | 1 | 1 | 1 | 1 | 1 | 2 | 2 | 2 | 2 | 2 | 2 | 2 | 2 | 2 | 2 | 2 | 2 | 3 | 3 | 3 | 3 | 3 | 3 | 3 | 3 | 3 | 3 | 3 | 3 | 4 | 4 | 4 | 4 | 4 | 4 | 4 | 4 | 4 | 4 | 4 | 4 | 5 | 5 | 5 | 5 | 5 | 5 | 5 | 5 | 5 | 5 | 5 | 5 | 6 | 6 | 6 | 6 | 6 | 6 | 6 | 6 | 6 | 6 | 6 | 6 | 7 | 7 | 7 | 7 | 7 | 7 | 7 | 7 | 7 | 7 | 7 | 7 | 8 | 8 | 8 | 8 | 8 | 8 | 8 | 8 | 8 | 8 | 8 | 8 | 9 | 9 | 9 | 9 | 9 | 9 | 9 | 9 | 9 | 9 | 9 | 9 | 10 | 10 | 10 | 10 | 10 | 10 | 10 | 10 | 10 | 10 | 10 | 10 | 11 | 11 | 11 | 11 | 11 | 11 | 11 | 11 | 11 | 11 | 11 | 11 | 12 | 12 | 12 | 12 | 12 | 12 | 12 | 12 | 12 | 12 | 12 | 12 | 13 | 13 | 13 | 13 | 13 | 13 | 13 | 13 | 13 | 13 | 13 | 13 | 14 | 14 | 14 | 14 | 14 | 14 | 14 | 14 | 14 | 14 | 14 | 14 | 15 | 15 | 15 | 15 | 15 | 15 | 15 | 15 | 15 | 15 | 15 | 15 | 16 | 16 | 16 | 16 | 16 | 16 | 16 | 16 | 16 | 16 | 16 | 16 | 17 | 17 | 17 | 17 | 17 | 17 | 17 | 17 | 17 | 17 | 17 | 17 | 18 | 18 | 18 | 18 | 18 | 18 | 18 | 18 | 18 | 18 | 18 | 18 | 19 | 19 | 19 | 19 | 19 | 19 | 19 | 19 | 19 | 19 | 19 | 19 | 20 | 20 | 20 | 20 | 20 | 20 | 20 | 20 | 20 | 20 | 20 | 20 | 21 | 21 | 21 | 21 | 21 | 21 | 21 | 21 | 21 | 21 | 21 | 21 | 22 | 22 | 22 | 22 | 22 | 22 | 22 | 22 | 22 | 22 | 22 | 22 | 23 | 23 | 23 | 23 | 23 | 23 | 23 | 23 | 23 | 23 | 23 | 23 | 24 | 24 | 24 | 24 | 24 | 24 | 24 | 24 | 24 | 24 | 24 | 24 | 25 | 25 | 25 | 25 | 25 | 25 | 25 | 25 | 25 | 25 | 25 | 25 | 26 | 26 | 26 | 26 | 26 | 26 | 26 | 26 | 26 | 26 | 26 | 26 | 27 | 27 | 27 | 27 | 27 | 27 | 27 | 27 | 27 | 27 | 27 | 27 | 28 | 28 | 28 | 28 | 28 | 28 | 28 | 28 | 28 | 28 | 28 | 28 | 29 | 29 | 29 | 29 | 29 | 29 | 29 | 29 | 29 | 29 | 29 | 29 | 30 | 30 | 30 | 30 | 30 | 30 | 30 | 30 | 30 | 30 | 30 | 30 | 31 | 31 | 31 | 31 | 31 | 31 | 31 | 31 | 31 | 31 | 31 | 31 | 32 | 32 | 32 | 32 | 32 | 32 | 32 | 32
Month |  | 1 | 2 | 3 | 4 | 5 | 6 | 7 | 8 | 9 | 10 | 11 | 12 | 1 | 2 | 3 | 4 | 5 | 6 | 7 | 8 | 9 | 10 | 11 | 12 | 1 | 2 | 3 | 4 | 5 | 6 | 7 | 8 | 9 | 10 | 11 | 12 | 1 | 2 | 3 | 4 | 5 | 6 | 7 | 8 | 9 | 10 | 11 | 12 | 1 | 2 | 3 | 4 | 5 | 6 | 7 | 8 | 9 | 10 | 11 | 12 | 1 | 2 | 3 | 4 | 5 | 6 | 7 | 8 | 9 | 10 | 11 | 12 | 1 | 2 | 3 | 4 | 5 | 6 | 7 | 8 | 9 | 10 | 11 | 12 | 1 | 2 | 3 | 4 | 5 | 6 | 7 | 8 | 9 | 10 | 11 | 12 | 1 | 2 | 3 | 4 | 5 | 6 | 7 | 8 | 9 | 10 | 11 | 12 | 1 | 2 | 3 | 4 | 5 | 6 | 7 | 8 | 9 | 10 | 11 | 12 | 1 | 2 | 3 | 4 | 5 | 6 | 7 | 8 | 9 | 10 | 11 | 12 | 1 | 2 | 3 | 4 | 5 | 6 | 7 | 8 | 9 | 10 | 11 | 12 | 1 | 2 | 3 | 4 | 5 | 6 | 7 | 8 | 9 | 10 | 11 | 12 | 1 | 2 | 3 | 4 | 5 | 6 | 7 | 8 | 9 | 10 | 11 | 12 | 1 | 2 | 3 | 4 | 5 | 6 | 7 | 8 | 9 | 10 | 11 | 12 | 1 | 2 | 3 | 4 | 5 | 6 | 7 | 8 | 9 | 10 | 11 | 12 | 1 | 2 | 3 | 4 | 5 | 6 | 7 | 8 | 9 | 10 | 11 | 12 | 1 | 2 | 3 | 4 | 5 | 6 | 7 | 8 | 9 | 10 | 11 | 12 | 1 | 2 | 3 | 4 | 5 | 6 | 7 | 8 | 9 | 10 | 11 | 12 | 1 | 2 | 3 | 4 | 5 | 6 | 7 | 8 | 9 | 10 | 11 | 12 | 1 | 2 | 3 | 4 | 5 | 6 | 7 | 8 | 9 | 10 | 11 | 12 | 1 | 2 | 3 | 4 | 5 | 6 | 7 | 8 | 9 | 10 | 11 | 12 | 1 | 2 | 3 | 4 | 5 | 6 | 7 | 8 | 9 | 10 | 11 | 12 | 1 | 2 | 3 | 4 | 5 | 6 | 7 | 8 | 9 | 10 | 11 | 12 | 1 | 2 | 3 | 4 | 5 | 6 | 7 | 8 | 9 | 10 | 11 | 12 | 1 | 2 | 3 | 4 | 5 | 6 | 7 | 8 | 9 | 10 | 11 | 12 | 1 | 2 | 3 | 4 | 5 | 6 | 7 | 8 | 9 | 10 | 11 | 12 | 1 | 2 | 3 | 4 | 5 | 6 | 7 | 8 | 9 | 10 | 11 | 12 | 1 | 2 | 3 | 4 | 5 | 6 | 7 | 8 | 9 | 10 | 11 | 12 | 1 | 2 | 3 | 4 | 5 | 6 | 7 | 8 | 9 | 10 | 11 | 12 | 1 | 2 | 3 | 4 | 5 | 6 | 7 | 8 | 9 | 10 | 11 | 12 | 1 | 2 | 3 | 4 | 5 | 6 | 7 | 8 | Peak
Frequency Flag |  | 1 | 1 | 1 | 1 | 1 | 1 | 1 | 1 | 1 | 1 | 1 | 1 | 1 | 1 | 1 | 1 | 1 | 1 | 1 | 1 | 1 | 1 | 1 | 1 | 1 | 1 | 1 | 1 | 1 | 1 | 1 | 1 | 1 | 1 | 1 | 1 | 1 | 1 | 1 | 1 | 1 | 1 | 1 | 1 | 1 | 1 | 1 | 1 | 1 | 1 | 1 | 1 | 1 | 1 | 1 | 1 | 1 | 1 | 1 | 1 | 1 | 1 | 1 | 1 | 1 | 1 | 1 | 1 | 1 | 1 | 1 | 1 | 1 | 1 | 1 | 1 | 1 | 1 | 1 | 1 | 1 | 1 | 1 | 1 | 0 | 0 | 0 | 0 | 0 | 0 | 0 | 0 | 0 | 0 | 0 | 0 | 0 | 0 | 0 | 0 | 0 | 0 | 0 | 0 | 0 | 0 | 0 | 0 | 0 | 0 | 0 | 0 | 0 | 0 | 0 | 0 | 0 | 0 | 0 | 0 | 0 | 0 | 0 | 0 | 0 | 0 | 0 | 0 | 0 | 0 | 0 | 0 | 0 | 0 | 0 | 0 | 0 | 0 | 0 | 0 | 0 | 0 | 0 | 0 | 0 | 0 | 0 | 0 | 0 | 0 | 0 | 0 | 0 | 0 | 0 | 0 | 0 | 0 | 0 | 0 | 0 | 0 | 0 | 0 | 0 | 0 | 0 | 0 | 0 | 0 | 0 | 0 | 0 | 0 | 0 | 0 | 0 | 0 | 0 | 0 | 0 | 0 | 0 | 0 | 0 | 0 | 0 | 0 | 0 | 0 | 0 | 0 | 0 | 0 | 0 | 0 | 0 | 0 | 0 | 0 | 0 | 0 | 0 | 0 | 0 | 0 | 0 | 0 | 0 | 0 | 0 | 0 | 0 | 0 | 0 | 0 | 0 | 0 | 0 | 0 | 0 | 0 | 0 | 0 | 0 | 0 | 0 | 0 | 0 | 0 | 0 | 0 | 0 | 0 | 0 | 0 | 0 | 0 | 0 | 0 | 0 | 0 | 0 | 0 | 0 | 0 | 0 | 0 | 0 | 0 | 0 | 0 | 0 | 0 | 0 | 0 | 0 | 0 | 0 | 0 | 0 | 0 | 0 | 0 | 0 | 0 | 0 | 0 | 0 | 0 | 0 | 0 | 0 | 0 | 0 | 0 | 0 | 0 | 0 | 0 | 0 | 0 | 0 | 0 | 0 | 0 | 0 | 0 | 0 | 0 | 0 | 0 | 0 | 0 | 0 | 0 | 0 | 0 | 0 | 0 | 0 | 0 | 0 | 0 | 0 | 0 | 0 | 0 | 0 | 0 | 0 | 0 | 0 | 0 | 0 | 0 | 0 | 0 | 0 | 0 | 0 | 0 | 0 | 0 | 0 | 0 | 0 | 0 | 0 | 0 | 0 | 0 | 0 | 0 | 0 | 0 | 0 | 0 | 0 | 0 | 0 | 0 | 0 | 0 | 0 | 0 | 0 | 0 | 0 | 0 | 0 | 0 | 0 | 0 | 0 | 0 | 0 | 0 | 0 | 0 | 0 | 0 | 0 | 0 | 0 | 0 | 0 | 0 | 0 | 0 | 0 | 0 | 0 | 0 | 0 | 0 | 0 | 0 | 0 | 0
T&D Flag |  | 0 | 0 | 0 | 0 | 0 | 0 | 0 | 0 | 0 | 0 | 0 | 0 | 0 | 0 | 0 | 0 | 0 | 0 | 0 | 0 | 0 | 0 | 0 | 0 | 0 | 0 | 0 | 0 | 0 | 0 | 0 | 0 | 0 | 0 | 0 | 0 | 0 | 0 | 0 | 0 | 0 | 0 | 0 | 0 | 0 | 0 | 0 | 0 | 0 | 0 | 0 | 0 | 0 | 0 | 0 | 0 | 0 | 0 | 0 | 0 | 0 | 0 | 0 | 0 | 0 | 0 | 0 | 0 | 0 | 0 | 0 | 0 | 1 | 1 | 1 | 1 | 1 | 1 | 1 | 1 | 1 | 1 | 1 | 1 | 1 | 1 | 1 | 1 | 1 | 1 | 1 | 1 | 1 | 1 | 1 | 1 | 0 | 0 | 0 | 0 | 0 | 0 | 0 | 0 | 0 | 0 | 0 | 0 | 0 | 0 | 0 | 0 | 0 | 0 | 0 | 0 | 0 | 0 | 0 | 0 | 0 | 0 | 0 | 0 | 0 | 0 | 0 | 0 | 0 | 0 | 0 | 0 | 0 | 0 | 0 | 0 | 0 | 0 | 0 | 0 | 0 | 0 | 0 | 0 | 0 | 0 | 0 | 0 | 0 | 0 | 0 | 0 | 0 | 0 | 0 | 0 | 0 | 0 | 0 | 0 | 0 | 0 | 0 | 0 | 0 | 0 | 0 | 0 | 0 | 0 | 0 | 0 | 0 | 0 | 0 | 0 | 0 | 0 | 0 | 0 | 0 | 0 | 0 | 0 | 0 | 0 | 0 | 0 | 0 | 0 | 0 | 0 | 0 | 0 | 0 | 0 | 0 | 0 | 0 | 0 | 0 | 0 | 0 | 0 | 0 | 0 | 0 | 0 | 0 | 0 | 0 | 0 | 0 | 0 | 0 | 0 | 0 | 0 | 0 | 0 | 0 | 0 | 0 | 0 | 0 | 0 | 0 | 0 | 0 | 0 | 0 | 0 | 0 | 0 | 0 | 0 | 0 | 0 | 0 | 0 | 0 | 0 | 0 | 0 | 0 | 0 | 0 | 0 | 0 | 0 | 0 | 0 | 0 | 0 | 0 | 0 | 0 | 0 | 0 | 0 | 0 | 0 | 0 | 0 | 0 | 0 | 0 | 0 | 0 | 0 | 0 | 0 | 0 | 0 | 0 | 0 | 0 | 0 | 0 | 0 | 0 | 0 | 0 | 0 | 0 | 0 | 0 | 0 | 0 | 0 | 0 | 0 | 0 | 0 | 0 | 0 | 0 | 0 | 0 | 0 | 0 | 0 | 0 | 0 | 0 | 0 | 0 | 0 | 0 | 0 | 0 | 0 | 0 | 0 | 0 | 0 | 0 | 0 | 0 | 0 | 0 | 0 | 0 | 0 | 0 | 0 | 0 | 0 | 0 | 0 | 0 | 0 | 0 | 0 | 0 | 0 | 0 | 0 | 0 | 0 | 0 | 0 | 0 | 0 | 0 | 0 | 0 | 0 | 0 | 0 | 0 | 0 | 0 | 0 | 0 | 0 | 0 | 0 | 0 | 0 | 0 | 0 | 0 | 0 | 0 | 0 | 0 | 0 | 0 | 0 | 0 | 0 | 0 | 0 | 0 | 0 | 0 | 0 | 0 | 0
Nominal Site Capacity - kW (0) |  | 11.5 | 11.5 | 11.5 | 11.5 | 11.5 | 11.5 | 11.5 | 11.5 | 11.5 | 11.5 | 11.5 | 11.5 | 11.5 | 11.5 | 11.5 | 11.5 | 11.5 | 11.5 | 11.5 | 11.5 | 11.5 | 11.5 | 11.5 | 11.5 | 11.5 | 11.5 | 11.5 | 11.5 | 11.5 | 11.5 | 11.5 | 11.5 | 11.5 | 11.5 | 11.5 | 11.5 | 11.5 | 11.5 | 11.5 | 11.5 | 11.5 | 11.5 | 11.5 | 11.5 | 11.5 | 11.5 | 11.5 | 11.5 | 11.5 | 11.5 | 11.5 | 11.5 | 11.5 | 11.5 | 11.5 | 11.5 | 11.5 | 11.5 | 11.5 | 11.5 | 11.5 | 11.5 | 11.5 | 11.5 | 11.5 | 11.5 | 11.5 | 11.5 | 11.5 | 11.5 | 11.5 | 11.5 | 11.5 | 11.5 | 11.5 | 11.5 | 11.5 | 11.5 | 11.5 | 11.5 | 11.5 | 11.5 | 11.5 | 11.5 | 11.5 | 11.5 | 11.5 | 11.5 | 11.5 | 11.5 | 11.5 | 11.5 | 11.5 | 11.5 | 11.5 | 11.5 | 11.5 | 11.5 | 11.5 | 11.5 | 11.5 | 11.5 | 11.5 | 11.5 | 11.5 | 11.5 | 11.5 | 11.5 | 11.5 | 11.5 | 11.5 | 11.5 | 11.5 | 11.5 | 11.5 | 11.5 | 11.5 | 11.5 | 11.5 | 11.5 | 11.385 | 11.385 | 11.385 | 11.385 | 11.385 | 11.385 | 11.385 | 11.385 | 11.385 | 11.385 | 11.385 | 11.385 | 11.27 | 11.27 | 11.27 | 11.27 | 11.27 | 11.27 | 11.27 | 11.27 | 11.27 | 11.27 | 11.27 | 11.27 | 11.155 | 11.155 | 11.155 | 11.155 | 11.155 | 11.155 | 11.155 | 11.155 | 11.155 | 11.155 | 11.155 | 11.155 | 10.81 | 10.81 | 10.81 | 10.81 | 10.81 | 10.81 | 10.81 | 10.81 | 10.81 | 10.81 | 10.81 | 10.81 | 10.465 | 10.465 | 10.465 | 10.465 | 10.465 | 10.465 | 10.465 | 10.465 | 10.465 | 10.465 | 10.465 | 10.465 | 9.89 | 9.89 | 9.89 | 9.89 | 9.89 | 9.89 | 9.89 | 9.89 | 9.89 | 9.89 | 9.89 | 9.89 | 8.625 | 8.625 | 8.625 | 8.625 | 8.625 | 8.625 | 8.625 | 8.625 | 8.625 | 8.625 | 8.625 | 8.625 | 6.325 | 6.325 | 6.325 | 6.325 | 6.325 | 6.325 | 6.325 | 6.325 | 6.325 | 6.325 | 6.325 | 6.325 | 3.45 | 3.45 | 3.45 | 3.45 | 3.45 | 3.45 | 3.45 | 3.45 | 3.45 | 3.45 | 3.45 | 3.45 | 0 | 0 | 0 | 0 | 0 | 0 | 0 | 0 | 0 | 0 | 0 | 0 | 0 | 0 | 0 | 0 | 0 | 0 | 0 | 0 | 0 | 0 | 0 | 0 | 0 | 0 | 0 | 0 | 0 | 0 | 0 | 0 | 0 | 0 | 0 | 0 | 0 | 0 | 0 | 0 | 0 | 0 | 0 | 0 | 0 | 0 | 0 | 0 | 0 | 0 | 0 | 0 | 0 | 0 | 0 | 0 | 0 | 0 | 0 | 0 | 0 | 0 | 0 | 0 | 0 | 0 | 0 | 0 | 0 | 0 | 0 | 0 | 0 | 0 | 0 | 0 | 0 | 0 | 0 | 0 | 0 | 0 | 0 | 0 | 0 | 0 | 0 | 0 | 0 | 0 | 0 | 0 | 0 | 0 | 0 | 0 | 0 | 0 | 0 | 0 | 0 | 0 | 0 | 0 | 0 | 0 | 0 | 0 | 0 | 0 | 0 | 0 | 0 | 0 | 0 | 0 | 0 | 0 | 0 | 0 | 0 | 0 | 0 | 0 | 0 | 0 | 0 | 0 | 0 | 0 | 0 | 0 | 0 | 0 | 0 | 0 | 0 | 0 | 0 | 0 | 0 | 0 | 0 | 0 | 0 | 0 | 0 | 0 | 0 | 0 | 0 | 0
Capacity Volume (1) |  | 0 | 0 | 0 | 0 | 0 | 0 | 0 | 10.6 | 0 | 0 | 0 | 0 | 0 | 0 | 0 | 0 | 0 | 0 | 0 | 10.6 | 0 | 0 | 0 | 0 | 0 | 0 | 0 | 0 | 0 | 0 | 0 | 10.5 | 0 | 0 | 0 | 0 | 0 | 0 | 0 | 0 | 0 | 0 | 0 | 10.5 | 0 | 0 | 0 | 0 | 0 | 0 | 0 | 0 | 0 | 0 | 0 | 10.5 | 0 | 0 | 0 | 0 | 0 | 0 | 0 | 0 | 0 | 0 | 0 | 10.5 | 0 | 0 | 0 | 0 | 0 | 0 | 0 | 0 | 0 | 0 | 0 | 10.4 | 0 | 0 | 0 | 0 | 0 | 0 | 0 | 0 | 0 | 0 | 0 | 10.4 | 0 | 0 | 0 | 0 | 0 | 0 | 0 | 0 | 0 | 0 | 0 | 10.3 | 0 | 0 | 0 | 0 | 0 | 0 | 0 | 0 | 0 | 0 | 0 | 10.3 | 0 | 0 | 0 | 0 | 0 | 0 | 0 | 0 | 0 | 0 | 0 | 10.1 | 0 | 0 | 0 | 0 | 0 | 0 | 0 | 0 | 0 | 0 | 0 | 10 | 0 | 0 | 0 | 0 | 0 | 0 | 0 | 0 | 0 | 0 | 0 | 9.9 | 0 | 0 | 0 | 0 | 0 | 0 | 0 | 0 | 0 | 0 | 0 | 9.5 | 0 | 0 | 0 | 0 | 0 | 0 | 0 | 0 | 0 | 0 | 0 | 9.1 | 0 | 0 | 0 | 0 | 0 | 0 | 0 | 0 | 0 | 0 | 0 | 8.6 | 0 | 0 | 0 | 0 | 0 | 0 | 0 | 0 | 0 | 0 | 0 | 7.4 | 0 | 0 | 0 | 0 | 0 | 0 | 0 | 0 | 0 | 0 | 0 | 5.4 | 0 | 0 | 0 | 0 | 0 | 0 | 0 | 0 | 0 | 0 | 0 | 2.9 | 0 | 0 | 0 | 0 | 0 | 0 | 0 | 0 | 0 | 0 | 0 | 0 | 0 | 0 | 0 | 0 | 0 | 0 | 0 | 0 | 0 | 0 | 0 | 0 | 0 | 0 | 0 | 0 | 0 | 0 | 0 | 0 | 0 | 0 | 0 | 0 | 0 | 0 | 0 | 0 | 0 | 0 | 0 | 0 | 0 | 0 | 0 | 0 | 0 | 0 | 0 | 0 | 0 | 0 | 0 | 0 | 0 | 0 | 0 | 0 | 0 | 0 | 0 | 0 | 0 | 0 | 0 | 0 | 0 | 0 | 0 | 0 | 0 | 0 | 0 | 0 | 0 | 0 | 0 | 0 | 0 | 0 | 0 | 0 | 0 | 0 | 0 | 0 | 0 | 0 | 0 | 0 | 0 | 0 | 0 | 0 | 0 | 0 | 0 | 0 | 0 | 0 | 0 | 0 | 0 | 0 | 0 | 0 | 0 | 0 | 0 | 0 | 0 | 0 | 0 | 0 | 0 | 0 | 0 | 0 | 0 | 0 | 0 | 0 | 0 | 0 | 0 | 0 | 0 | 0 | 0 | 0 | 0 | 0 | 0 | 0 | 0 | 0 | 0 | 0 | 0 | 0 | 0 | 0 | 0 | 0 | 0 | 0 | 0 | 0 | 0 | 0 | 0 | 0 | 0 | 0
RNS Volume (1) |  | 10.6 | 10.6 | 10.6 | 10.6 | 10.6 | 10.6 | 10.6 | 10.6 | 10.6 | 10.6 | 10.6 | 10.6 | 10.6 | 10.6 | 10.6 | 10.6 | 10.6 | 10.6 | 10.6 | 10.6 | 10.6 | 10.6 | 10.6 | 10.6 | 10.5 | 10.5 | 10.5 | 10.5 | 10.5 | 10.5 | 10.5 | 10.5 | 10.5 | 10.5 | 10.5 | 10.5 | 10.5 | 10.5 | 10.5 | 10.5 | 10.5 | 10.5 | 10.5 | 10.5 | 10.5 | 10.5 | 10.5 | 10.5 | 10.5 | 10.5 | 10.5 | 10.5 | 10.5 | 10.5 | 10.5 | 10.5 | 10.5 | 10.5 | 10.5 | 10.5 | 10.5 | 10.5 | 10.5 | 10.5 | 10.5 | 10.5 | 10.5 | 10.5 | 10.5 | 10.5 | 10.5 | 10.5 | 10.4 | 10.4 | 10.4 | 10.4 | 10.4 | 10.4 | 10.4 | 10.4 | 10.4 | 10.4 | 10.4 | 10.4 | 10.4 | 10.4 | 10.4 | 10.4 | 10.4 | 10.4 | 10.4 | 10.4 | 10.4 | 10.4 | 10.4 | 10.4 | 10.3 | 10.3 | 10.3 | 10.3 | 10.3 | 10.3 | 10.3 | 10.3 | 10.3 | 10.3 | 10.3 | 10.3 | 10.3 | 10.3 | 10.3 | 10.3 | 10.3 | 10.3 | 10.3 | 10.3 | 10.3 | 10.3 | 10.3 | 10.3 | 10.1 | 10.1 | 10.1 | 10.1 | 10.1 | 10.1 | 10.1 | 10.1 | 10.1 | 10.1 | 10.1 | 10.1 | 10 | 10 | 10 | 10 | 10 | 10 | 10 | 10 | 10 | 10 | 10 | 10 | 9.9 | 9.9 | 9.9 | 9.9 | 9.9 | 9.9 | 9.9 | 9.9 | 9.9 | 9.9 | 9.9 | 9.9 | 9.5 | 9.5 | 9.5 | 9.5 | 9.5 | 9.5 | 9.5 | 9.5 | 9.5 | 9.5 | 9.5 | 9.5 | 9.1 | 9.1 | 9.1 | 9.1 | 9.1 | 9.1 | 9.1 | 9.1 | 9.1 | 9.1 | 9.1 | 9.1 | 8.6 | 8.6 | 8.6 | 8.6 | 8.6 | 8.6 | 8.6 | 8.6 | 8.6 | 8.6 | 8.6 | 8.6 | 7.4 | 7.4 | 7.4 | 7.4 | 7.4 | 7.4 | 7.4 | 7.4 | 7.4 | 7.4 | 7.4 | 7.4 | 5.4 | 5.4 | 5.4 | 5.4 | 5.4 | 5.4 | 5.4 | 5.4 | 5.4 | 5.4 | 5.4 | 5.4 | 2.9 | 2.9 | 2.9 | 2.9 | 2.9 | 2.9 | 2.9 | 2.9 | 2.9 | 2.9 | 2.9 | 2.9 | 0 | 0 | 0 | 0 | 0 | 0 | 0 | 0 | 0 | 0 | 0 | 0 | 0 | 0 | 0 | 0 | 0 | 0 | 0 | 0 | 0 | 0 | 0 | 0 | 0 | 0 | 0 | 0 | 0 | 0 | 0 | 0 | 0 | 0 | 0 | 0 | 0 | 0 | 0 | 0 | 0 | 0 | 0 | 0 | 0 | 0 | 0 | 0 | 0 | 0 | 0 | 0 | 0 | 0 | 0 | 0 | 0 | 0 | 0 | 0 | 0 | 0 | 0 | 0 | 0 | 0 | 0 | 0 | 0 | 0 | 0 | 0 | 0 | 0 | 0 | 0 | 0 | 0 | 0 | 0 | 0 | 0 | 0 | 0 | 0 | 0 | 0 | 0 | 0 | 0 | 0 | 0 | 0 | 0 | 0 | 0 | 0 | 0 | 0 | 0 | 0 | 0 | 0 | 0 | 0 | 0 | 0 | 0 | 0 | 0 | 0 | 0 | 0 | 0 | 0 | 0 | 0 | 0 | 0 | 0 | 0 | 0 | 0 | 0 | 0 | 0 | 0 | 0 | 0 | 0 | 0 | 0 | 0 | 0 | 0 | 0 | 0 | 0 | 0 | 0 | 0 | 0 | 0 | 0 | 0 | 0 | 0 | 0 | 0 | 0 | 0 | 0
Reserve Margin |  | 35% | 35% | 35% | 35% | 35% | 35% | 35% | 35% | 35% | 35% | 35% | 35% | 35% | 35% | 35% | 35% | 35% | 35% | 35% | 35% | 35% | 35% | 35% | 35% | 35% | 35% | 35% | 35% | 35% | 35% | 35% | 35% | 35% | 35% | 35% | 35% | 35% | 35% | 35% | 35% | 35% | 35% | 35% | 35% | 35% | 35% | 35% | 35% | 35% | 35% | 35% | 35% | 35% | 35% | 35% | 35% | 35% | 35% | 35% | 35% | 35% | 35% | 35% | 35% | 35% | 35% | 35% | 35% | 35% | 35% | 35% | 35% | 35% | 35% | 35% | 35% | 35% | 35% | 35% | 35% | 35% | 35% | 35% | 35% | 35% | 35% | 35% | 35% | 35% | 35% | 35% | 35% | 35% | 35% | 35% | 35% | 35% | 35% | 35% | 35% | 35% | 35% | 35% | 35% | 35% | 35% | 35% | 35% | 35% | 35% | 35% | 35% | 35% | 35% | 35% | 35% | 35% | 35% | 35% | 35% | 35% | 35% | 35% | 35% | 35% | 35% | 35% | 35% | 35% | 35% | 35% | 35% | 35% | 35% | 35% | 35% | 35% | 35% | 35% | 35% | 35% | 35% | 35% | 35% | 35% | 35% | 35% | 35% | 35% | 35% | 35% | 35% | 35% | 35% | 35% | 35% | 35% | 35% | 35% | 35% | 35% | 35% | 35% | 35% | 35% | 35% | 35% | 35% | 35% | 35% | 35% | 35% | 35% | 35% | 35% | 35% | 35% | 35% | 35% | 35% | 35% | 35% | 35% | 35% | 35% | 35% | 35% | 35% | 35% | 35% | 35% | 35% | 35% | 35% | 35% | 35% | 35% | 35% | 35% | 35% | 35% | 35% | 35% | 35% | 35% | 35% | 35% | 35% | 35% | 35% | 35% | 35% | 35% | 35% | 35% | 35% | 35% | 35% | 35% | 35% | 35% | 35% | 35% | 35% | 35% | 35% | 35% | 35% | 35% | 35% | 35% | 35% | 35% | 35% | 35% | 35% | 35% | 35% | 35% | 35% | 35% | 35% | 35% | 35% | 35% | 35% | 35% | 35% | 35% | 35% | 35% | 35% | 35% | 35% | 35% | 35% | 35% | 35% | 35% | 35% | 35% | 35% | 35% | 35% | 35% | 35% | 35% | 35% | 35% | 35% | 35% | 35% | 35% | 35% | 35% | 35% | 35% | 35% | 35% | 35% | 35% | 35% | 35% | 35% | 35% | 35% | 35% | 35% | 35% | 35% | 35% | 35% | 35% | 35% | 35% | 35% | 35% | 35% | 35% | 35% | 35% | 35% | 35% | 35% | 35% | 35% | 35% | 35% | 35% | 35% | 35% | 35% | 35% | 35% | 35% | 35% | 35% | 35% | 35% | 35% | 35% | 35% | 35% | 35% | 35% | 35% | 35% | 35% | 35% | 35% | 35% | 35% | 35% | 35% | 35% | 35% | 35% | 35% | 35% | 35% | 35% | 35% | 35% | 35% | 35% | 35% | 35% | 35% | 35% | 35% | 35% | 35% | 35% | 35% | 35% | 35% | 35% | 35% | 35% | 35% | 35% | 35% | 35% | 35% | 35% | 35% | 35% | 35% | 35% | 35% | 35% | 35% | 35% | 35% | 35% | 35% | 35% | 35% | 35% | 35%
Marginal Losses | bar: 1 to 8
[382 empty] | Month | Year | Beginning | Ending | Volume
Adjusted Capacity Volume (2) |  | 0 | 0 | 0 | 0 | 0 | 10.226 | 10.226 | 10.226 | 10.226 | 10.226 | 10.226 | 10.226 | 9.715 | 9.715 | 9.715 | 9.715 | 9.715 | 9.715 | 9.715 | 9.715 | 9.715 | 9.715 | 9.715 | 9.715 | 9.229 | 9.229 | 9.229 | 9.229 | 9.229 | 9.142 | 9.142 | 9.142 | 9.142 | 9.142 | 9.142 | 9.142 | 8.685 | 8.685 | 8.685 | 8.685 | 8.685 | 8.685 | 8.685 | 8.685 | 8.685 | 8.685 | 8.685 | 8.685 | 8.25 | 8.25 | 8.25 | 8.25 | 8.25 | 8.25 | 8.25 | 8.25 | 8.25 | 8.25 | 8.25 | 8.25 | 7.838 | 7.838 | 7.838 | 7.838 | 7.838 | 7.838 | 7.838 | 7.838 | 7.838 | 7.838 | 7.838 | 7.838 | 7.446 | 7.446 | 7.446 | 7.446 | 7.446 | 7.375 | 7.375 | 7.375 | 7.375 | 7.375 | 7.375 | 7.375 | 7.006 | 7.006 | 7.006 | 7.006 | 7.006 | 7.006 | 7.006 | 7.006 | 7.006 | 7.006 | 7.006 | 7.006 | 6.656 | 6.656 | 6.656 | 6.656 | 6.656 | 6.592 | 6.592 | 6.592 | 6.592 | 6.592 | 6.592 | 6.592 | 6.262 | 6.262 | 6.262 | 6.262 | 6.262 | 6.262 | 6.262 | 6.262 | 6.262 | 6.262 | 6.262 | 6.262 | 5.949 | 5.949 | 5.949 | 5.949 | 5.949 | 5.834 | 5.834 | 5.834 | 5.834 | 5.834 | 5.834 | 5.834 | 5.542 | 5.542 | 5.542 | 5.542 | 5.542 | 5.487 | 5.487 | 5.487 | 5.487 | 5.487 | 5.487 | 5.487 | 5.213 | 5.213 | 5.213 | 5.213 | 5.213 | 5.161 | 5.161 | 5.161 | 5.161 | 5.161 | 5.161 | 5.161 | 4.903 | 4.903 | 4.903 | 4.903 | 4.903 | 4.705 | 4.705 | 4.705 | 4.705 | 4.705 | 4.705 | 4.705 | 4.469 | 4.469 | 4.469 | 4.469 | 4.469 | 4.281 | 4.281 | 4.281 | 4.281 | 4.281 | 4.281 | 4.281 | 4.067 | 4.067 | 4.067 | 4.067 | 4.067 | 3.844 | 3.844 | 3.844 | 3.844 | 3.844 | 3.844 | 3.844 | 3.652 | 3.652 | 3.652 | 3.652 | 3.652 | 3.142 | 3.142 | 3.142 | 3.142 | 3.142 | 3.142 | 3.142 | 2.985 | 2.985 | 2.985 | 2.985 | 2.985 | 2.178 | 2.178 | 2.178 | 2.178 | 2.178 | 2.178 | 2.178 | 2.069 | 2.069 | 2.069 | 2.069 | 2.069 | 1.111 | 1.111 | 1.111 | 1.111 | 1.111 | 1.111 | 1.111 | 1.056 | 1.056 | 1.056 | 1.056 | 1.056 | 0 | 0 | 0 | 0 | 0 | 0 | 0 | 0 | 0 | 0 | 0 | 0 | 0 | 0 | 0 | 0 | 0 | 0 | 0 | 0 | 0 | 0 | 0 | 0 | 0 | 0 | 0 | 0 | 0 | 0 | 0 | 0 | 0 | 0 | 0 | 0 | 0 | 0 | 0 | 0 | 0 | 0 | 0 | 0 | 0 | 0 | 0 | 0 | 0 | 0 | 0 | 0 | 0 | 0 | 0 | 0 | 0 | 0 | 0 | 0 | 0 | 0 | 0 | 0 | 0 | 0 | 0 | 0 | 0 | 0 | 0 | 0 | 0 | 0 | 0 | 0 | 0 | 0 | 0 | 0 | 0 | 0 | 0 | 0 | 0 | 0 | 0 | 0 | 0 | 0 | 0 | 0 | 0 | 0 | 0 | 0 | 0 | 0 | 0 | 0 | 0 | 0 | 0 | 0 | 0 | 0 | 0 | 0 | 0 | 0 | 0 | 0 | 0 | 0 | 0 | 0 | 0 | 0 | 0 | 0 | 0 | 0 | 0 | 0 | 0 | 0 | 0 | 0 | 0 | 0 | 0 | 0 | 0 | 0 | 0 | 0 | 0 | 0 | 0 | [8 empty] | 8 | 2025 | 2025-06-01 | 2026-05-31 | 0
Adjusted RNS Volume (2) |  | 0 | 6.28 | 6.28 | 6.28 | 6.28 | 6.28 | 6.28 | 6.28 | 6.28 | 6.28 | 6.28 | 6.28 | 5.934 | 5.934 | 5.934 | 5.934 | 5.934 | 5.934 | 5.934 | 5.934 | 5.934 | 5.934 | 5.934 | 5.934 | 5.608 | 5.555 | 5.555 | 5.555 | 5.555 | 5.555 | 5.555 | 5.555 | 5.555 | 5.555 | 5.555 | 5.555 | 5.25 | 5.25 | 5.25 | 5.25 | 5.25 | 5.25 | 5.25 | 5.25 | 5.25 | 5.25 | 5.25 | 5.25 | 4.961 | 4.961 | 4.961 | 4.961 | 4.961 | 4.961 | 4.961 | 4.961 | 4.961 | 4.961 | 4.961 | 4.961 | 4.688 | 4.688 | 4.688 | 4.688 | 4.688 | 4.688 | 4.688 | 4.688 | 4.688 | 4.688 | 4.688 | 4.688 | 4.43 | 4.388 | 4.388 | 4.388 | 4.388 | 4.388 | 4.388 | 4.388 | 4.388 | 4.388 | 4.388 | 4.388 | 4.147 | 4.147 | 4.147 | 4.147 | 4.147 | 4.147 | 4.147 | 4.147 | 4.147 | 4.147 | 4.147 | 4.147 | 3.919 | 3.881 | 3.881 | 3.881 | 3.881 | 3.881 | 3.881 | 3.881 | 3.881 | 3.881 | 3.881 | 3.881 | 3.667 | 3.667 | 3.667 | 3.667 | 3.667 | 3.667 | 3.667 | 3.667 | 3.667 | 3.667 | 3.667 | 3.667 | 3.466 | 3.398 | 3.398 | 3.398 | 3.398 | 3.398 | 3.398 | 3.398 | 3.398 | 3.398 | 3.398 | 3.398 | 3.212 | 3.18 | 3.18 | 3.18 | 3.18 | 3.18 | 3.18 | 3.18 | 3.18 | 3.18 | 3.18 | 3.18 | 3.005 | 2.975 | 2.975 | 2.975 | 2.975 | 2.975 | 2.975 | 2.975 | 2.975 | 2.975 | 2.975 | 2.975 | 2.811 | 2.698 | 2.698 | 2.698 | 2.698 | 2.698 | 2.698 | 2.698 | 2.698 | 2.698 | 2.698 | 2.698 | 2.549 | 2.442 | 2.442 | 2.442 | 2.442 | 2.442 | 2.442 | 2.442 | 2.442 | 2.442 | 2.442 | 2.442 | 2.308 | 2.181 | 2.181 | 2.181 | 2.181 | 2.181 | 2.181 | 2.181 | 2.181 | 2.181 | 2.181 | 2.181 | 2.061 | 1.773 | 1.773 | 1.773 | 1.773 | 1.773 | 1.773 | 1.773 | 1.773 | 1.773 | 1.773 | 1.773 | 1.676 | 1.223 | 1.223 | 1.223 | 1.223 | 1.223 | 1.223 | 1.223 | 1.223 | 1.223 | 1.223 | 1.223 | 1.156 | 0.621 | 0.621 | 0.621 | 0.621 | 0.621 | 0.621 | 0.621 | 0.621 | 0.621 | 0.621 | 0.621 | 0.586 | 0 | 0 | 0 | 0 | 0 | 0 | 0 | 0 | 0 | 0 | 0 | 0 | 0 | 0 | 0 | 0 | 0 | 0 | 0 | 0 | 0 | 0 | 0 | 0 | 0 | 0 | 0 | 0 | 0 | 0 | 0 | 0 | 0 | 0 | 0 | 0 | 0 | 0 | 0 | 0 | 0 | 0 | 0 | 0 | 0 | 0 | 0 | 0 | 0 | 0 | 0 | 0 | 0 | 0 | 0 | 0 | 0 | 0 | 0 | 0 | 0 | 0 | 0 | 0 | 0 | 0 | 0 | 0 | 0 | 0 | 0 | 0 | 0 | 0 | 0 | 0 | 0 | 0 | 0 | 0 | 0 | 0 | 0 | 0 | 0 | 0 | 0 | 0 | 0 | 0 | 0 | 0 | 0 | 0 | 0 | 0 | 0 | 0 | 0 | 0 | 0 | 0 | 0 | 0 | 0 | 0 | 0 | 0 | 0 | 0 | 0 | 0 | 0 | 0 | 0 | 0 | 0 | 0 | 0 | 0 | 0 | 0 | 0 | 0 | 0 | 0 | 0 | 0 | 0 | 0 | 0 | 0 | 0 | 0 | 0 | 0 | 0 | 0 | 0 | 0 | 0 | 0 | 0 | [8 empty] | 8 | 2026 | 2026-06-01 | 2027-05-31 | 0
[382 empty] | 8 | 2027 | 2027-06-01 | 2028-05-31 | 10.6
RNS Price - $/kW-month |  | 19.3678 | 19.4123 | 19.4123 | 19.4123 | 19.4123 | 19.4123 | 19.4123 | 19.4123 | 19.4123 | 19.4123 | 19.4123 | 19.4123 | 20.3723 | 20.4178 | 20.4178 | 20.4178 | 20.4178 | 20.4178 | 20.4178 | 20.4178 | 20.4178 | 20.4178 | 20.4178 | 20.4178 | 21.2878 | 21.3341 | 21.3341 | 21.3341 | 21.3341 | 21.3341 | 21.3341 | 21.3341 | 21.3341 | 21.3341 | 21.3341 | 21.3341 | 21.8041 | 21.8514 | 21.8514 | 21.8514 | 21.8514 | 21.8514 | 21.8514 | 21.8514 | 21.8514 | 21.8514 | 21.8514 | 21.8514 | 22.1514 | 22.1996 | 22.1996 | 22.1996 | 22.1996 | 22.1996 | 22.1996 | 22.1996 | 22.1996 | 22.1996 | 22.1996 | 22.1996 | 22.4896 | 22.5388 | 22.5388 | 22.5388 | 22.5388 | 22.5388 | 22.5388 | 22.5388 | 22.5388 | 22.5388 | 22.5388 | 22.5388 | 22.8388 | 22.889 | 22.889 | 22.889 | 22.889 | 22.889 | 22.889 | 22.889 | 22.889 | 22.889 | 22.889 | 22.889 | 23.199 | 23.2502 | 23.2502 | 23.2502 | 23.2502 | 23.2502 | 23.2502 | 23.2502 | 23.2502 | 23.2502 | 23.2502 | 23.2502 | 23.5602 | 23.6124 | 23.6124 | 23.6124 | 23.6124 | 23.6124 | 23.6124 | 23.6124 | 23.6124 | 23.6124 | 23.6124 | 23.6124 | 23.9224 | 23.9756 | 23.9756 | 23.9756 | 23.9756 | 23.9756 | 23.9756 | 23.9756 | 23.9756 | 23.9756 | 23.9756 | 23.9756 | 24.2956 | 24.3499 | 24.3499 | 24.3499 | 24.3499 | 24.3499 | 24.3499 | 24.3499 | 24.3499 | 24.3499 | 24.3499 | 24.3499 | 24.6699 | 24.7253 | 24.7253 | 24.7253 | 24.7253 | 24.7253 | 24.7253 | 24.7253 | 24.7253 | 24.7253 | 24.7253 | 24.7253 | 25.0553 | 25.1118 | 25.1118 | 25.1118 | 25.1118 | 25.1118 | 25.1118 | 25.1118 | 25.1118 | 25.1118 | 25.1118 | 25.1118 | 25.4418 | 25.4995 | 25.4995 | 25.4995 | 25.4995 | 25.4995 | 25.4995 | 25.4995 | 25.4995 | 25.4995 | 25.4995 | 25.4995 | 25.8395 | 25.8983 | 25.8983 | 25.8983 | 25.8983 | 25.8983 | 25.8983 | 25.8983 | 25.8983 | 25.8983 | 25.8983 | 25.8983 | 26.2483 | 26.3082 | 26.3082 | 26.3082 | 26.3082 | 26.3082 | 26.3082 | 26.3082 | 26.3082 | 26.3082 | 26.3082 | 26.3082 | 26.6582 | 26.7194 | 26.7194 | 26.7194 | 26.7194 | 26.7194 | 26.7194 | 26.7194 | 26.7194 | 26.7194 | 26.7194 | 26.7194 | 27.0694 | 27.1318 | 27.1318 | 27.1318 | 27.1318 | 27.1318 | 27.1318 | 27.1318 | 27.1318 | 27.1318 | 27.1318 | 27.1318 | 27.4918 | 27.5554 | 27.5554 | 27.5554 | 27.5554 | 27.5554 | 27.5554 | 27.5554 | 27.5554 | 27.5554 | 27.5554 | 27.5554 | 27.9154 | 27.9803 | 27.9803 | 27.9803 | 27.9803 | 27.9803 | 27.9803 | 27.9803 | 27.9803 | 27.9803 | 27.9803 | 27.9803 | 28.3503 | 28.4165 | 28.4165 | 28.4165 | 28.4165 | 28.4165 | 28.4165 | 28.4165 | 28.4165 | 28.4165 | 28.4165 | 28.4165 | 28.7965 | 28.8641 | 28.8641 | 28.8641 | 28.8641 | 28.8641 | 28.8641 | 28.8641 | 28.8641 | 28.8641 | 28.8641 | 28.8641 | 29.2441 | 29.3129 | 29.3129 | 29.3129 | 29.3129 | 29.3129 | 29.3129 | 29.3129 | 29.3129 | 29.3129 | 29.3129 | 29.3129 | 29.7029 | 29.7732 | 29.7732 | 29.7732 | 29.7732 | 29.7732 | 29.7732 | 29.7732 | 29.7732 | 29.7732 | 29.7732 | 29.7732 | 30.1632 | 30.2349 | 30.2349 | 30.2349 | 30.2349 | 30.2349 | 30.2349 | 30.2349 | 30.2349 | 30.2349 | 30.2349 | 30.2349 | 30.6349 | 30.708 | 30.708 | 30.708 | 30.708 | 30.708 | 30.708 | 30.708 | 30.708 | 30.708 | 30.708 | 30.708 | 31.108 | 31.1825 | 31.1825 | 31.1825 | 31.1825 | 31.1825 | 31.1825 | 31.1825 | 31.1825 | 31.1825 | 31.1825 | 31.1825 | 31.5925 | 31.6686 | 31.6686 | 31.6686 | 31.6686 | 31.6686 | 31.6686 | 31.6686 | 31.6686 | 31.6686 | 31.6686 | 31.6686 | 32.0886 | 32.1661 | 32.1661 | 32.1661 | 32.1661 | 32.1661 | 32.1661 | 32.1661 | 32.1661 | 32.1661 | 32.1661 | 32.1661 | 32.5861 | 32.6653 | 32.6653 | 32.6653 | 32.6653 | 32.6653 | 32.6653 | 32.6653 | 32.6653 | 32.6653 | 0 | 0 | 0 | 0 | 0 | 0 | 0 | 0 | 0 | 0 | 0 | 0 | 0 | 0 | 0 | 0 | 0 | 0 | 0 | 0 | 0 | 0 | 8 | 2028 | 2028-06-01 | 2029-05-31 | 10.6
Capacity Price - $/kW-month |  | 2.59 | 2.59 | 2.59 | 2.59 | 2.59 | 3.58 | 3.58 | 3.58 | 3.58 | 3.58 | 3.58 | 3.58 | 3.58 | 3.58 | 3.58 | 3.58 | 3.58 | 4.11 | 4.11 | 4.11 | 4.11 | 4.11 | 4.11 | 4.11 | 4.11 | 4.11 | 4.11 | 4.11 | 4.11 | 4.8 | 4.8 | 4.8 | 4.8 | 4.8 | 4.8 | 4.8 | 4.8 | 4.8 | 4.8 | 4.8 | 4.8 | 4.03 | 4.03 | 4.03 | 4.03 | 4.03 | 4.03 | 4.03 | 4.03 | 4.03 | 4.03 | 4.03 | 4.03 | 4.15 | 4.15 | 4.15 | 4.15 | 4.15 | 4.15 | 4.15 | 4.15 | 4.15 | 4.15 | 4.15 | 4.15 | 4.2 | 4.2 | 4.2 | 4.2 | 4.2 | 4.2 | 4.2 | 4.2 | 4.2 | 4.2 | 4.2 | 4.2 | 4.31 | 4.31 | 4.31 | 4.31 | 4.31 | 4.31 | 4.31 | 4.31 | 4.31 | 4.31 | 4.31 | 4.31 | 4.9 | 4.9 | 4.9 | 4.9 | 4.9 | 4.9 | 4.9 | 4.9 | 4.9 | 4.9 | 4.9 | 4.9 | 5.61 | 5.61 | 5.61 | 5.61 | 5.61 | 5.61 | 5.61 | 5.61 | 5.61 | 5.61 | 5.61 | 5.61 | 5.79 | 5.79 | 5.79 | 5.79 | 5.79 | 5.79 | 5.79 | 5.79 | 5.79 | 5.79 | 5.79 | 5.79 | 6.81 | 6.81 | 6.81 | 6.81 | 6.81 | 6.81 | 6.81 | 6.81 | 6.81 | 6.81 | 6.81 | 6.81 | 8 | 8 | 8 | 8 | 8 | 8 | 8 | 8 | 8 | 8 | 8 | 8 | 9.75 | 9.75 | 9.75 | 9.75 | 9.75 | 9.75 | 9.75 | 9.75 | 9.75 | 9.75 | 9.75 | 9.75 | 9.9645 | 9.9645 | 9.9645 | 9.9645 | 9.9645 | 9.9645 | 9.9645 | 9.9645 | 9.9645 | 9.9645 | 9.9645 | 9.9645 | 10.1837 | 10.1837 | 10.1837 | 10.1837 | 10.1837 | 10.1837 | 10.1837 | 10.1837 | 10.1837 | 10.1837 | 10.1837 | 10.1837 | 10.4078 | 10.4078 | 10.4078 | 10.4078 | 10.4078 | 10.4078 | 10.4078 | 10.4078 | 10.4078 | 10.4078 | 10.4078 | 10.4078 | 10.6367 | 10.6367 | 10.6367 | 10.6367 | 10.6367 | 10.6367 | 10.6367 | 10.6367 | 10.6367 | 10.6367 | 10.6367 | 10.6367 | 10.8707 | 10.8707 | 10.8707 | 10.8707 | 10.8707 | 10.8707 | 10.8707 | 10.8707 | 10.8707 | 10.8707 | 10.8707 | 10.8707 | 11.1099 | 11.1099 | 11.1099 | 11.1099 | 11.1099 | 11.1099 | 11.1099 | 11.1099 | 11.1099 | 11.1099 | 11.1099 | 11.1099 | 11.3543 | 11.3543 | 11.3543 | 11.3543 | 11.3543 | 11.3543 | 11.3543 | 11.3543 | 11.3543 | 11.3543 | 11.3543 | 11.3543 | 11.6041 | 11.6041 | 11.6041 | 11.6041 | 11.6041 | 11.6041 | 11.6041 | 11.6041 | 11.6041 | 11.6041 | 11.6041 | 11.6041 | 11.8594 | 11.8594 | 11.8594 | 11.8594 | 11.8594 | 11.8594 | 11.8594 | 11.8594 | 11.8594 | 11.8594 | 11.8594 | 11.8594 | 12.1203 | 12.1203 | 12.1203 | 12.1203 | 12.1203 | 12.1203 | 12.1203 | 12.1203 | 12.1203 | 12.1203 | 12.1203 | 12.1203 | 12.387 | 12.387 | 12.387 | 12.387 | 12.387 | 12.387 | 12.387 | 12.387 | 12.387 | 12.387 | 12.387 | 12.387 | 12.6595 | 12.6595 | 12.6595 | 12.6595 | 12.6595 | 12.6595 | 12.6595 | 12.6595 | 12.6595 | 12.6595 | 12.6595 | 12.6595 | 12.938 | 12.938 | 12.938 | 12.938 | 12.938 | 12.938 | 12.938 | 12.938 | 12.938 | 12.938 | 12.938 | 12.938 | 13.2226 | 13.2226 | 13.2226 | 13.2226 | 13.2226 | 13.2226 | 13.2226 | 13.2226 | 13.2226 | 13.2226 | 13.2226 | 13.2226 | 13.5135 | 13.5135 | 13.5135 | 13.5135 | 13.5135 | 13.5135 | 13.5135 | 13.5135 | 13.5135 | 13.5135 | 13.5135 | 13.5135 | 13.8108 | 13.8108 | 13.8108 | 13.8108 | 13.8108 | 13.8108 | 13.8108 | 13.8108 | 13.8108 | 13.8108 | 13.8108 | 13.8108 | 14.1146 | 14.1146 | 14.1146 | 14.1146 | 14.1146 | 14.1146 | 14.1146 | 14.1146 | 14.1146 | 14.1146 | 14.1146 | 14.1146 | 0 | 0 | 0 | 0 | 0 | 0 | 0 | 0 | 0 | 0 | 0 | 0 | 0 | 0 | 0 | 8 | 2029 | 2029-06-01 | 2030-05-31 | 10.5
[382 empty] | 8 | 2030 | 2030-06-01 | 2031-05-31 | 10.5
Revenues | [381 empty] | 8 | 2031 | 2031-06-01 | 2032-05-31 | 10.5
Energy |  | 10.3309 | 10.4005 | 11.6007 | 12.5591 | 12.6186 | 13.5508 | 14.8903 | 15.1742 | 13.3874 | 12.7526 | 11.77 | 11.6494 | 10.2655 | 10.9244 | 11.9986 | 13.15 | 13.5845 | 13.9274 | 15.3954 | 15.7329 | 13.6568 | 13.7399 | 12.7118 | 12.0019 | 13.5733 | 13.8161 | 12.1287 | 12.498 | 12.625 | 12.8 | 13.4706 | 12.6145 | 12.5632 | 12.466 | 12.1699 | 11.9842 | 13.6773 | 13.6905 | 12.4419 | 12.8042 | 12.8278 | 12.9677 | 13.6494 | 12.9192 | 12.7705 | 12.8175 | 12.5246 | 12.102 | 14.0346 | 14.074 | 12.6808 | 12.9781 | 13.1503 | 13.3118 | 13.8227 | 13.1483 | 12.9632 | 13.1678 | 12.5603 | 13.1381 | 14.6518 | 14.0567 | 12.9723 | 13.2523 | 13.3414 | 13.5736 | 14.004 | 13.5576 | 13.3717 | 13.4899 | 12.8797 | 13.3308 | 14.9884 | 15.1227 | 13.1364 | 13.4973 | 13.513 | 13.537 | 14.0808 | 13.848 | 13.4098 | 13.7516 | 12.8546 | 14.7081 | 15.4777 | 15.1693 | 13.4187 | 13.7256 | 13.6514 | 13.7548 | 14.2503 | 14.2499 | 13.5783 | 14.1091 | 13.3377 | 14.0761 | 15.6342 | 15.3229 | 13.5556 | 13.8654 | 13.7905 | 13.8949 | 14.3951 | 14.3947 | 13.7167 | 14.2525 | 13.4738 | 14.2193 | 15.9469 | 15.6293 | 13.8268 | 14.1428 | 14.0664 | 14.1728 | 14.683 | 14.6826 | 13.9911 | 14.5376 | 13.7433 | 14.5037 | 15.967 | 15.6465 | 13.8271 | 14.146 | 14.0689 | 14.1764 | 14.6914 | 14.6909 | 13.9929 | 14.5446 | 13.7428 | 14.5103 | 16.1441 | 15.8171 | 13.9613 | 14.2866 | 14.208 | 14.3176 | 14.8429 | 14.8424 | 14.1305 | 14.6931 | 13.8754 | 14.6583 | 16.3218 | 15.9883 | 14.0954 | 14.4272 | 14.347 | 14.4588 | 14.9946 | 14.9941 | 14.2679 | 14.8419 | 14.0078 | 14.8063 | 16.0351 | 15.6985 | 13.788 | 14.123 | 14.042 | 14.1548 | 14.6956 | 14.6951 | 13.9622 | 14.5414 | 13.6996 | 14.5055 | 15.7304 | 15.3908 | 13.4628 | 13.8008 | 13.719 | 13.8329 | 14.3786 | 14.3782 | 13.6385 | 14.2231 | 13.3735 | 14.1868 | 15.2749 | 14.9284 | 12.9619 | 13.3066 | 13.2233 | 13.3395 | 13.8961 | 13.8956 | 13.1412 | 13.7374 | 12.8709 | 13.7004 | 13.6728 | 13.3233 | 11.339 | 11.6868 | 11.6027 | 11.7199 | 12.2816 | 12.2811 | 11.5198 | 12.1215 | 11.2471 | 12.0842 | 10.7413 | 10.3847 | 8.3608 | 8.7156 | 8.6298 | 8.7494 | 9.3222 | 9.3217 | 8.5453 | 9.1589 | 8.2671 | 9.1209 | 6.8466 | 6.4869 | 4.4449 | 4.8028 | 4.7163 | 4.8369 | 5.4149 | 5.4144 | 4.631 | 5.2501 | 4.3503 | 5.2117 | 2.1486 | 1.7817 | -0.30121 | 0.063924 | -0.024351 | 0.098691 | 0.68822 | 0.68773 | -0.11135 | 0.52017 | -0.39762 | 0.48101 | 0 | 0 | 0 | 0 | 0 | 0 | 0 | 0 | 0 | 0 | 0 | 0 | 0 | 0 | 0 | 0 | 0 | 0 | 0 | 0 | 0 | 0 | 0 | 0 | 0 | 0 | 0 | 0 | 0 | 0 | 0 | 0 | 0 | 0 | 0 | 0 | 0 | 0 | 0 | 0 | 0 | 0 | 0 | 0 | 0 | 0 | 0 | 0 | 0 | 0 | 0 | 0 | 0 | 0 | 0 | 0 | 0 | 0 | 0 | 0 | 0 | 0 | 0 | 0 | 0 | 0 | 0 | 0 | 0 | 0 | 0 | 0 | 0 | 0 | 0 | 0 | 0 | 0 | 0 | 0 | 0 | 0 | 0 | 0 | 0 | 0 | 0 | 0 | 0 | 0 | 0 | 0 | 0 | 0 | 0 | 0 | 0 | 0 | 0 | 0 | 0 | 0 | 0 | 0 | 0 | 0 | 0 | 0 | 0 | 0 | 0 | 0 | 0 | 0 | 0 | 0 | 0 | 0 | 0 | 0 | [20 empty] | 8 | 2032 | 2032-06-01 | 2033-05-31 | 10.5
Rate 1 |  | 5.2375 | 5.2375 | 5.2375 | 5.2375 | 5.2375 | 5.2375 | 5.2375 | 5.2375 | 5.2375 | 5.2375 | 5.2375 | 5.2375 | 5.3422 | 5.3422 | 5.3422 | 5.3422 | 5.3422 | 5.3422 | 5.3422 | 5.3422 | 5.3422 | 5.3422 | 5.3422 | 5.3422 | 5.3431 | 5.3431 | 5.3431 | 5.3431 | 5.3431 | 5.3431 | 5.3431 | 5.3431 | 5.3431 | 5.3431 | 5.3431 | 5.3431 | 5.45 | 5.45 | 5.45 | 5.45 | 5.45 | 5.45 | 5.45 | 5.45 | 5.45 | 5.45 | 5.45 | 5.45 | 5.559 | 5.559 | 5.559 | 5.559 | 5.559 | 5.559 | 5.559 | 5.559 | 5.559 | 5.559 | 5.559 | 5.559 | 5.6702 | 5.6702 | 5.6702 | 5.6702 | 5.6702 | 5.6702 | 5.6702 | 5.6702 | 5.6702 | 5.6702 | 5.6702 | 5.6702 | 5.6701 | 5.6701 | 5.6701 | 5.6701 | 5.6701 | 5.6701 | 5.6701 | 5.6701 | 5.6701 | 5.6701 | 5.6701 | 5.6701 | 5.7835 | 5.7835 | 5.7835 | 5.7835 | 5.7835 | 5.7835 | 5.7835 | 5.7835 | 5.7835 | 5.7835 | 5.7835 | 5.7835 | 5.7822 | 5.7822 | 5.7822 | 5.7822 | 5.7822 | 5.7822 | 5.7822 | 5.7822 | 5.7822 | 5.7822 | 5.7822 | 5.7822 | 5.8978 | 5.8978 | 5.8978 | 5.8978 | 5.8978 | 5.8978 | 5.8978 | 5.8978 | 5.8978 | 5.8978 | 5.8978 | 5.8978 | 5.8375 | 5.8375 | 5.8375 | 5.8375 | 5.8375 | 5.8375 | 5.8375 | 5.8375 | 5.8375 | 5.8375 | 5.8375 | 5.8375 | 5.8953 | 5.8953 | 5.8953 | 5.8953 | 5.8953 | 5.8953 | 5.8953 | 5.8953 | 5.8953 | 5.8953 | 5.8953 | 5.8953 | 5.9531 | 5.9531 | 5.9531 | 5.9531 | 5.9531 | 5.9531 | 5.9531 | 5.9531 | 5.9531 | 5.9531 | 5.9531 | 5.9531 | 5.7655 | 5.7655 | 5.7655 | 5.7655 | 5.7655 | 5.7655 | 5.7655 | 5.7655 | 5.7655 | 5.7655 | 5.7655 | 5.7655 | 5.5732 | 5.5732 | 5.5732 | 5.5732 | 5.5732 | 5.5732 | 5.5732 | 5.5732 | 5.5732 | 5.5732 | 5.5732 | 5.5732 | 5.3724 | 5.3724 | 5.3724 | 5.3724 | 5.3724 | 5.3724 | 5.3724 | 5.3724 | 5.3724 | 5.3724 | 5.3724 | 5.3724 | 4.6645 | 4.6645 | 4.6645 | 4.6645 | 4.6645 | 4.6645 | 4.6645 | 4.6645 | 4.6645 | 4.6645 | 4.6645 | 4.6645 | 3.4719 | 3.4719 | 3.4719 | 3.4719 | 3.4719 | 3.4719 | 3.4719 | 3.4719 | 3.4719 | 3.4719 | 3.4719 | 3.4719 | 1.8811 | 1.8811 | 1.8811 | 1.8811 | 1.8811 | 1.8811 | 1.8811 | 1.8811 | 1.8811 | 1.8811 | 1.8811 | 1.8811 | 0 | 0 | 0 | 0 | 0 | 0 | 0 | 0 | 0 | 0 | 0 | 0 | 0 | 0 | 0 | 0 | 0 | 0 | 0 | 0 | 0 | 0 | 0 | 0 | 0 | 0 | 0 | 0 | 0 | 0 | 0 | 0 | 0 | 0 | 0 | 0 | 0 | 0 | 0 | 0 | 0 | 0 | 0 | 0 | 0 | 0 | 0 | 0 | 0 | 0 | 0 | 0 | 0 | 0 | 0 | 0 | 0 | 0 | 0 | 0 | 0 | 0 | 0 | 0 | 0 | 0 | 0 | 0 | 0 | 0 | 0 | 0 | 0 | 0 | 0 | 0 | 0 | 0 | 0 | 0 | 0 | 0 | 0 | 0 | 0 | 0 | 0 | 0 | 0 | 0 | 0 | 0 | 0 | 0 | 0 | 0 | 0 | 0 | 0 | 0 | 0 | 0 | 0 | 0 | 0 | 0 | 0 | 0 | 0 | 0 | 0 | 0 | 0 | 0 | 0 | 0 | 0 | 0 | 0 | 0 | 0 | 0 | 0 | 0 | 0 | 0 | 0 | 0 | 0 | 0 | 0 | 0
Frequency |  | 15.4443 | 15.4443 | 15.4443 | 15.4443 | 15.4443 | 15.4443 | 15.4443 | 15.4443 | 15.4443 | 15.4443 | 15.4443 | 15.4443 | 13.1277 | 13.1277 | 13.1277 | 13.1277 | 13.1277 | 13.1277 | 13.1277 | 13.1277 | 13.1277 | 13.1277 | 13.1277 | 13.1277 | 11.0533 | 11.0533 | 11.0533 | 11.0533 | 11.0533 | 11.0533 | 11.0533 | 11.0533 | 11.0533 | 11.0533 | 11.0533 | 11.0533 | 9.3953 | 9.3953 | 9.3953 | 9.3953 | 9.3953 | 9.3953 | 9.3953 | 9.3953 | 9.3953 | 9.3953 | 9.3953 | 9.3953 | 7.986 | 7.986 | 7.986 | 7.986 | 7.986 | 7.986 | 7.986 | 7.986 | 7.986 | 7.986 | 7.986 | 7.986 | 6.7881 | 6.7881 | 6.7881 | 6.7881 | 6.7881 | 6.7881 | 6.7881 | 6.7881 | 6.7881 | 6.7881 | 6.7881 | 6.7881 | 5.7149 | 5.7149 | 5.7149 | 5.7149 | 5.7149 | 5.7149 | 5.7149 | 5.7149 | 5.7149 | 5.7149 | 5.7149 | 5.7149 | 0 | 0 | 0 | 0 | 0 | 0 | 0 | 0 | 0 | 0 | 0 | 0 | 0 | 0 | 0 | 0 | 0 | 0 | 0 | 0 | 0 | 0 | 0 | 0 | 0 | 0 | 0 | 0 | 0 | 0 | 0 | 0 | 0 | 0 | 0 | 0 | 0 | 0 | 0 | 0 | 0 | 0 | 0 | 0 | 0 | 0 | 0 | 0 | 0 | 0 | 0 | 0 | 0 | 0 | 0 | 0 | 0 | 0 | 0 | 0 | 0 | 0 | 0 | 0 | 0 | 0 | 0 | 0 | 0 | 0 | 0 | 0 | 0 | 0 | 0 | 0 | 0 | 0 | 0 | 0 | 0 | 0 | 0 | 0 | 0 | 0 | 0 | 0 | 0 | 0 | 0 | 0 | 0 | 0 | 0 | 0 | 0 | 0 | 0 | 0 | 0 | 0 | 0 | 0 | 0 | 0 | 0 | 0 | 0 | 0 | 0 | 0 | 0 | 0 | 0 | 0 | 0 | 0 | 0 | 0 | 0 | 0 | 0 | 0 | 0 | 0 | 0 | 0 | 0 | 0 | 0 | 0 | 0 | 0 | 0 | 0 | 0 | 0 | 0 | 0 | 0 | 0 | 0 | 0 | 0 | 0 | 0 | 0 | 0 | 0 | 0 | 0 | 0 | 0 | 0 | 0 | 0 | 0 | 0 | 0 | 0 | 0 | 0 | 0 | 0 | 0 | 0 | 0 | 0 | 0 | 0 | 0 | 0 | 0 | 0 | 0 | 0 | 0 | 0 | 0 | 0 | 0 | 0 | 0 | 0 | 0 | 0 | 0 | 0 | 0 | 0 | 0 | 0 | 0 | 0 | 0 | 0 | 0 | 0 | 0 | 0 | 0 | 0 | 0 | 0 | 0 | 0 | 0 | 0 | 0 | 0 | 0 | 0 | 0 | 0 | 0 | 0 | 0 | 0 | 0 | 0 | 0 | 0 | 0 | 0 | 0 | 0 | 0 | 0 | 0 | 0 | 0 | 0 | 0 | 0 | 0 | 0 | 0 | 0 | 0 | 0 | 0 | 0 | 0 | 0 | 0 | 0 | 0 | 0 | 0 | 0 | 0 | 0 | 0 | 0 | 0 | 0 | 0 | 0 | 0 | 0 | 0 | 0 | 0 | 0 | 0 | 0 | 0 | 0 | 0 | 0 | 0 | 0 | 0 | 0 | 0 | 0 | 0 | 0 | 0 | 0 | 0 | 0 | 0 | 0 | 0 | 0 | 0
T&D Deferral |  | 0 | 0 | 0 | 0 | 0 | 0 | 0 | 0 | 0 | 0 | 0 | 0 | 0 | 0 | 0 | 0 | 0 | 0 | 0 | 0 | 0 | 0 | 0 | 0 | 0 | 0 | 0 | 0 | 0 | 0 | 0 | 0 | 0 | 0 | 0 | 0 | 0 | 0 | 0 | 0 | 0 | 0 | 0 | 0 | 0 | 0 | 0 | 0 | 0 | 0 | 0 | 0 | 0 | 0 | 0 | 0 | 0 | 0 | 0 | 0 | 0 | 0 | 0 | 0 | 0 | 0 | 0 | 0 | 0 | 0 | 0 | 0 | 73.6667 | 73.6667 | 73.6667 | 73.6667 | 73.6667 | 73.6667 | 73.6667 | 73.6667 | 73.6667 | 73.6667 | 73.6667 | 73.6667 | 73.6667 | 73.6667 | 73.6667 | 73.6667 | 73.6667 | 73.6667 | 73.6667 | 73.6667 | 73.6667 | 73.6667 | 73.6667 | 73.6667 | 0 | 0 | 0 | 0 | 0 | 0 | 0 | 0 | 0 | 0 | 0 | 0 | 0 | 0 | 0 | 0 | 0 | 0 | 0 | 0 | 0 | 0 | 0 | 0 | 0 | 0 | 0 | 0 | 0 | 0 | 0 | 0 | 0 | 0 | 0 | 0 | 0 | 0 | 0 | 0 | 0 | 0 | 0 | 0 | 0 | 0 | 0 | 0 | 0 | 0 | 0 | 0 | 0 | 0 | 0 | 0 | 0 | 0 | 0 | 0 | 0 | 0 | 0 | 0 | 0 | 0 | 0 | 0 | 0 | 0 | 0 | 0 | 0 | 0 | 0 | 0 | 0 | 0 | 0 | 0 | 0 | 0 | 0 | 0 | 0 | 0 | 0 | 0 | 0 | 0 | 0 | 0 | 0 | 0 | 0 | 0 | 0 | 0 | 0 | 0 | 0 | 0 | 0 | 0 | 0 | 0 | 0 | 0 | 0 | 0 | 0 | 0 | 0 | 0 | 0 | 0 | 0 | 0 | 0 | 0 | 0 | 0 | 0 | 0 | 0 | 0 | 0 | 0 | 0 | 0 | 0 | 0 | 0 | 0 | 0 | 0 | 0 | 0 | 0 | 0 | 0 | 0 | 0 | 0 | 0 | 0 | 0 | 0 | 0 | 0 | 0 | 0 | 0 | 0 | 0 | 0 | 0 | 0 | 0 | 0 | 0 | 0 | 0 | 0 | 0 | 0 | 0 | 0 | 0 | 0 | 0 | 0 | 0 | 0 | 0 | 0 | 0 | 0 | 0 | 0 | 0 | 0 | 0 | 0 | 0 | 0 | 0 | 0 | 0 | 0 | 0 | 0 | 0 | 0 | 0 | 0 | 0 | 0 | 0 | 0 | 0 | 0 | 0 | 0 | 0 | 0 | 0 | 0 | 0 | 0 | 0 | 0 | 0 | 0 | 0 | 0 | 0 | 0 | 0 | 0 | 0 | 0 | 0 | 0 | 0 | 0 | 0 | 0 | 0 | 0 | 0 | 0 | 0 | 0 | 0 | 0 | 0 | 0 | 0 | 0 | 0 | 0 | 0 | 0 | 0 | 0 | 0 | 0 | 0 | 0 | 0 | 0 | 0 | 0 | 0 | 0 | 0 | 0 | 0 | 0 | 0 | 0 | 0 | 0 | 0 | 0 | 0 | 0 | 0 | 0 | 0 | 0 | 0 | 0 | 0 | 0 | 0 | 0 | 0 | 0 | 0 | 0 | 0 | 0
Power Factor/VAR support |  | 0 | 0 | 0 | 0 | 0 | 0 | 0 | 0 | 0 | 0 | 0 | 0 | 0 | 0 | 0 | 0 | 0 | 0 | 0 | 0 | 0 | 0 | 0 | 0 | 0 | 0 | 0 | 0 | 0 | 0 | 0 | 0 | 0 | 0 | 0 | 0 | 0 | 0 | 0 | 0 | 0 | 0 | 0 | 0 | 0 | 0 | 0 | 0 | 0 | 0 | 0 | 0 | 0 | 0 | 0 | 0 | 0 | 0 | 0 | 0 | 0 | 0 | 0 | 0 | 0 | 0 | 0 | 0 | 0 | 0 | 0 | 0 | 0 | 0 | 0 | 0 | 0 | 0 | 0 | 0 | 0 | 0 | 0 | 0 | 0 | 0 | 0 | 0 | 0 | 0 | 0 | 0 | 0 | 0 | 0 | 0 | 0 | 0 | 0 | 0 | 0 | 0 | 0 | 0 | 0 | 0 | 0 | 0 | 0 | 0 | 0 | 0 | 0 | 0 | 0 | 0 | 0 | 0 | 0 | 0 | 0 | 0 | 0 | 0 | 0 | 0 | 0 | 0 | 0 | 0 | 0 | 0 | 0 | 0 | 0 | 0 | 0 | 0 | 0 | 0 | 0 | 0 | 0 | 0 | 0 | 0 | 0 | 0 | 0 | 0 | 0 | 0 | 0 | 0 | 0 | 0 | 0 | 0 | 0 | 0 | 0 | 0 | 0 | 0 | 0 | 0 | 0 | 0 | 0 | 0 | 0 | 0 | 0 | 0 | 0 | 0 | 0 | 0 | 0 | 0 | 0 | 0 | 0 | 0 | 0 | 0 | 0 | 0 | 0 | 0 | 0 | 0 | 0 | 0 | 0 | 0 | 0 | 0 | 0 | 0 | 0 | 0 | 0 | 0 | 0 | 0 | 0 | 0 | 0 | 0 | 0 | 0 | 0 | 0 | 0 | 0 | 0 | 0 | 0 | 0 | 0 | 0 | 0 | 0 | 0 | 0 | 0 | 0 | 0 | 0 | 0 | 0 | 0 | 0 | 0 | 0 | 0 | 0 | 0 | 0 | 0 | 0 | 0 | 0 | 0 | 0 | 0 | 0 | 0 | 0 | 0 | 0 | 0 | 0 | 0 | 0 | 0 | 0 | 0 | 0 | 0 | 0 | 0 | 0 | 0 | 0 | 0 | 0 | 0 | 0 | 0 | 0 | 0 | 0 | 0 | 0 | 0 | 0 | 0 | 0 | 0 | 0 | 0 | 0 | 0 | 0 | 0 | 0 | 0 | 0 | 0 | 0 | 0 | 0 | 0 | 0 | 0 | 0 | 0 | 0 | 0 | 0 | 0 | 0 | 0 | 0 | 0 | 0 | 0 | 0 | 0 | 0 | 0 | 0 | 0 | 0 | 0 | 0 | 0 | 0 | 0 | 0 | 0 | 0 | 0 | 0 | 0 | 0 | 0 | 0 | 0 | 0 | 0 | 0 | 0 | 0 | 0 | 0 | 0 | 0 | 0 | 0 | 0 | 0 | 0 | 0 | 0 | 0 | 0 | 0 | 0 | 0 | 0 | 0 | 0 | 0 | 0 | 0 | 0 | 0 | 0 | 0 | 0 | 0 | 0 | 0 | 0 | 0 | 0 | 0 | 0 | 0 | 0 | 0 | 0 | 0 | 0 | 0 | 0 | 0
Capacity |  | 0 | 0 | 0 | 0 | 0 | 36.61 | 36.61 | 36.61 | 36.61 | 36.61 | 36.61 | 36.61 | 34.78 | 34.78 | 34.78 | 34.78 | 34.78 | 39.93 | 39.93 | 39.93 | 39.93 | 39.93 | 39.93 | 39.93 | 37.93 | 37.93 | 37.93 | 37.93 | 37.93 | 43.88 | 43.88 | 43.88 | 43.88 | 43.88 | 43.88 | 43.88 | 41.69 | 41.69 | 41.69 | 41.69 | 41.69 | 35 | 35 | 35 | 35 | 35 | 35 | 35 | 33.25 | 33.25 | 33.25 | 33.25 | 33.25 | 34.24 | 34.24 | 34.24 | 34.24 | 34.24 | 34.24 | 34.24 | 32.53 | 32.53 | 32.53 | 32.53 | 32.53 | 32.92 | 32.92 | 32.92 | 32.92 | 32.92 | 32.92 | 32.92 | 31.27 | 31.27 | 31.27 | 31.27 | 31.27 | 31.79 | 31.79 | 31.79 | 31.79 | 31.79 | 31.79 | 31.79 | 30.2 | 30.2 | 30.2 | 30.2 | 30.2 | 34.33 | 34.33 | 34.33 | 34.33 | 34.33 | 34.33 | 34.33 | 32.61 | 32.61 | 32.61 | 32.61 | 32.61 | 36.98 | 36.98 | 36.98 | 36.98 | 36.98 | 36.98 | 36.98 | 35.13 | 35.13 | 35.13 | 35.13 | 35.13 | 36.26 | 36.26 | 36.26 | 36.26 | 36.26 | 36.26 | 36.26 | 34.44 | 34.44 | 34.44 | 34.44 | 34.44 | 39.73 | 39.73 | 39.73 | 39.73 | 39.73 | 39.73 | 39.73 | 37.74 | 37.74 | 37.74 | 37.74 | 37.74 | 43.9 | 43.9 | 43.9 | 43.9 | 43.9 | 43.9 | 43.9 | 41.7 | 41.7 | 41.7 | 41.7 | 41.7 | 50.32 | 50.32 | 50.32 | 50.32 | 50.32 | 50.32 | 50.32 | 47.8 | 47.8 | 47.8 | 47.8 | 47.8 | 46.88 | 46.88 | 46.88 | 46.88 | 46.88 | 46.88 | 46.88 | 44.53 | 44.53 | 44.53 | 44.53 | 44.53 | 43.6 | 43.6 | 43.6 | 43.6 | 43.6 | 43.6 | 43.6 | 41.42 | 41.42 | 41.42 | 41.42 | 41.42 | 40.01 | 40.01 | 40.01 | 40.01 | 40.01 | 40.01 | 40.01 | 38.01 | 38.01 | 38.01 | 38.01 | 38.01 | 33.42 | 33.42 | 33.42 | 33.42 | 33.42 | 33.42 | 33.42 | 31.75 | 31.75 | 31.75 | 31.75 | 31.75 | 23.68 | 23.68 | 23.68 | 23.68 | 23.68 | 23.68 | 23.68 | 22.49 | 22.49 | 22.49 | 22.49 | 22.49 | 12.34 | 12.34 | 12.34 | 12.34 | 12.34 | 12.34 | 12.34 | 11.73 | 11.73 | 11.73 | 11.73 | 11.73 | 0 | 0 | 0 | 0 | 0 | 0 | 0 | 0 | 0 | 0 | 0 | 0 | 0 | 0 | 0 | 0 | 0 | 0 | 0 | 0 | 0 | 0 | 0 | 0 | 0 | 0 | 0 | 0 | 0 | 0 | 0 | 0 | 0 | 0 | 0 | 0 | 0 | 0 | 0 | 0 | 0 | 0 | 0 | 0 | 0 | 0 | 0 | 0 | 0 | 0 | 0 | 0 | 0 | 0 | 0 | 0 | 0 | 0 | 0 | 0 | 0 | 0 | 0 | 0 | 0 | 0 | 0 | 0 | 0 | 0 | 0 | 0 | 0 | 0 | 0 | 0 | 0 | 0 | 0 | 0 | 0 | 0 | 0 | 0 | 0 | 0 | 0 | 0 | 0 | 0 | 0 | 0 | 0 | 0 | 0 | 0 | 0 | 0 | 0 | 0 | 0 | 0 | 0 | 0 | 0 | 0 | 0 | 0 | 0 | 0 | 0 | 0 | 0 | 0 | 0 | 0 | 0 | 0 | 0 | 0 | 0 | 0 | 0 | 0 | 0 | 0 | 0 | 0 | 0 | 0 | 0 | 0 | 0 | 0 | 0 | 0 | 0 | 0 | 0 | 0 | 0 | 0 | 0 | 0 | 0 | 0 | 0 | 8 | 2033 | 2033-06-01 | 2034-05-31 | 10.4
RNS |  | 0 | 121.91 | 121.91 | 121.91 | 121.91 | 121.91 | 121.91 | 121.91 | 121.91 | 121.91 | 121.91 | 121.91 | 120.89 | 121.16 | 121.16 | 121.16 | 121.16 | 121.16 | 121.16 | 121.16 | 121.16 | 121.16 | 121.16 | 121.16 | 119.38 | 118.51 | 118.51 | 118.51 | 118.51 | 118.51 | 118.51 | 118.51 | 118.51 | 118.51 | 118.51 | 118.51 | 114.47 | 114.72 | 114.72 | 114.72 | 114.72 | 114.72 | 114.72 | 114.72 | 114.72 | 114.72 | 114.72 | 114.72 | 109.89 | 110.13 | 110.13 | 110.13 | 110.13 | 110.13 | 110.13 | 110.13 | 110.13 | 110.13 | 110.13 | 110.13 | 105.43 | 105.66 | 105.66 | 105.66 | 105.66 | 105.66 | 105.66 | 105.66 | 105.66 | 105.66 | 105.66 | 105.66 | 101.18 | 100.44 | 100.44 | 100.44 | 100.44 | 100.44 | 100.44 | 100.44 | 100.44 | 100.44 | 100.44 | 100.44 | 96.21 | 96.42 | 96.42 | 96.42 | 96.42 | 96.42 | 96.42 | 96.42 | 96.42 | 96.42 | 96.42 | 96.42 | 92.33 | 91.64 | 91.64 | 91.64 | 91.64 | 91.64 | 91.64 | 91.64 | 91.64 | 91.64 | 91.64 | 91.64 | 87.72 | 87.92 | 87.92 | 87.92 | 87.92 | 87.92 | 87.92 | 87.92 | 87.92 | 87.92 | 87.92 | 87.92 | 84.21 | 82.74 | 82.74 | 82.74 | 82.74 | 82.74 | 82.74 | 82.74 | 82.74 | 82.74 | 82.74 | 82.74 | 79.24 | 78.63 | 78.63 | 78.63 | 78.63 | 78.63 | 78.63 | 78.63 | 78.63 | 78.63 | 78.63 | 78.63 | 75.29 | 74.71 | 74.71 | 74.71 | 74.71 | 74.71 | 74.71 | 74.71 | 74.71 | 74.71 | 74.71 | 74.71 | 71.52 | 68.8 | 68.8 | 68.8 | 68.8 | 68.8 | 68.8 | 68.8 | 68.8 | 68.8 | 68.8 | 68.8 | 65.86 | 63.24 | 63.24 | 63.24 | 63.24 | 63.24 | 63.24 | 63.24 | 63.24 | 63.24 | 63.24 | 63.24 | 60.58 | 57.38 | 57.38 | 57.38 | 57.38 | 57.38 | 57.38 | 57.38 | 57.38 | 57.38 | 57.38 | 57.38 | 54.94 | 47.37 | 47.37 | 47.37 | 47.37 | 47.37 | 47.37 | 47.37 | 47.37 | 47.37 | 47.37 | 47.37 | 45.37 | 33.18 | 33.18 | 33.18 | 33.18 | 33.18 | 33.18 | 33.18 | 33.18 | 33.18 | 33.18 | 33.18 | 31.78 | 17.11 | 17.11 | 17.11 | 17.11 | 17.11 | 17.11 | 17.11 | 17.11 | 17.11 | 17.11 | 17.11 | 16.36 | 0 | 0 | 0 | 0 | 0 | 0 | 0 | 0 | 0 | 0 | 0 | 0 | 0 | 0 | 0 | 0 | 0 | 0 | 0 | 0 | 0 | 0 | 0 | 0 | 0 | 0 | 0 | 0 | 0 | 0 | 0 | 0 | 0 | 0 | 0 | 0 | 0 | 0 | 0 | 0 | 0 | 0 | 0 | 0 | 0 | 0 | 0 | 0 | 0 | 0 | 0 | 0 | 0 | 0 | 0 | 0 | 0 | 0 | 0 | 0 | 0 | 0 | 0 | 0 | 0 | 0 | 0 | 0 | 0 | 0 | 0 | 0 | 0 | 0 | 0 | 0 | 0 | 0 | 0 | 0 | 0 | 0 | 0 | 0 | 0 | 0 | 0 | 0 | 0 | 0 | 0 | 0 | 0 | 0 | 0 | 0 | 0 | 0 | 0 | 0 | 0 | 0 | 0 | 0 | 0 | 0 | 0 | 0 | 0 | 0 | 0 | 0 | 0 | 0 | 0 | 0 | 0 | 0 | 0 | 0 | 0 | 0 | 0 | 0 | 0 | 0 | 0 | 0 | 0 | 0 | 0 | 0 | 0 | 0 | 0 | 0 | 0 | 0 | 0 | 0 | 0 | 0 | 0 | 0 | 0 | 0 | 0 | 0 | 0 | 0 | 0 | 8 | 2034 | 2034-06-01 | 2035-05-31 | 10.4
Total Revenues |  | 31.0127 | 152.9923 | 154.1925 | 155.1509 | 155.2104 | 192.7526 | 194.0921 | 194.376 | 192.5892 | 191.9543 | 190.9718 | 190.8512 | 184.4054 | 185.3343 | 186.4085 | 187.5599 | 187.9944 | 193.4873 | 194.9553 | 195.2928 | 193.2167 | 193.2998 | 192.2717 | 191.5618 | 187.2797 | 186.6525 | 184.965 | 185.3344 | 185.4614 | 191.5864 | 192.257 | 191.4009 | 191.3495 | 191.2524 | 190.9563 | 190.7706 | 184.6826 | 184.9458 | 183.6971 | 184.0594 | 184.083 | 177.5329 | 178.2147 | 177.4845 | 177.3358 | 177.3827 | 177.0899 | 176.6673 | 170.7196 | 170.9989 | 169.6058 | 169.9031 | 170.0753 | 171.2267 | 171.7377 | 171.0633 | 170.8781 | 171.0827 | 170.4752 | 171.0531 | 165.0701 | 164.705 | 163.6206 | 163.9006 | 163.9897 | 164.6119 | 165.0422 | 164.5958 | 164.41 | 164.5282 | 163.918 | 164.3691 | 232.4901 | 231.8843 | 229.898 | 230.2589 | 230.2746 | 230.8186 | 231.3625 | 231.1296 | 230.6914 | 231.0332 | 230.1363 | 231.9897 | 221.3378 | 221.2394 | 219.4888 | 219.7957 | 219.7215 | 223.9549 | 224.4504 | 224.45 | 223.7784 | 224.3092 | 223.5378 | 224.2763 | 146.3564 | 145.355 | 143.5878 | 143.8976 | 143.8227 | 148.2971 | 148.7973 | 148.7969 | 148.1189 | 148.6547 | 147.876 | 148.6215 | 144.6947 | 144.5771 | 142.7746 | 143.0906 | 143.0142 | 144.2507 | 144.7608 | 144.7604 | 144.0689 | 144.6154 | 143.8211 | 144.5815 | 140.4546 | 138.664 | 136.8446 | 137.1635 | 137.0864 | 142.4839 | 142.9989 | 142.9984 | 142.3004 | 142.8521 | 142.0503 | 142.8179 | 139.0194 | 138.0824 | 136.2266 | 136.5519 | 136.4733 | 142.7429 | 143.2682 | 143.2677 | 142.5558 | 143.1185 | 142.3007 | 143.0836 | 139.2649 | 138.3514 | 136.4585 | 136.7903 | 136.7101 | 145.4419 | 145.9777 | 145.9772 | 145.251 | 145.8249 | 144.9908 | 145.7894 | 141.1206 | 138.064 | 136.1535 | 136.4884 | 136.4075 | 135.6003 | 136.1411 | 136.1406 | 135.4077 | 135.9869 | 135.1451 | 135.951 | 131.6936 | 128.734 | 126.806 | 127.144 | 127.0623 | 126.2462 | 126.7919 | 126.7914 | 126.0518 | 126.6363 | 125.7868 | 126.6001 | 122.6472 | 119.1008 | 117.1343 | 117.479 | 117.3957 | 116.1018 | 116.6584 | 116.658 | 115.9035 | 116.4998 | 115.6332 | 116.4628 | 111.2873 | 103.3677 | 101.3835 | 101.7313 | 101.6472 | 97.1744 | 97.7361 | 97.7356 | 96.9743 | 97.576 | 96.7016 | 97.5387 | 91.3332 | 78.7866 | 76.7627 | 77.1175 | 77.0317 | 69.0812 | 69.6541 | 69.6536 | 68.8771 | 69.4908 | 68.599 | 69.4528 | 62.9978 | 47.968 | 45.926 | 46.284 | 46.1974 | 36.1681 | 36.746 | 36.7456 | 35.9622 | 36.5813 | 35.6815 | 36.5429 | 30.2386 | 13.5117 | 11.4288 | 11.7939 | 11.7056 | 0.098691 | 0.68822 | 0.68773 | -0.11135 | 0.52017 | -0.39762 | 0.48101 | 0 | 0 | 0 | 0 | 0 | 0 | 0 | 0 | 0 | 0 | 0 | 0 | 0 | 0 | 0 | 0 | 0 | 0 | 0 | 0 | 0 | 0 | 0 | 0 | 0 | 0 | 0 | 0 | 0 | 0 | 0 | 0 | 0 | 0 | 0 | 0 | 0 | 0 | 0 | 0 | 0 | 0 | 0 | 0 | 0 | 0 | 0 | 0 | 0 | 0 | 0 | 0 | 0 | 0 | 0 | 0 | 0 | 0 | 0 | 0 | 0 | 0 | 0 | 0 | 0 | 0 | 0 | 0 | 0 | 0 | 0 | 0 | 0 | 0 | 0 | 0 | 0 | 0 | 0 | 0 | 0 | 0 | 0 | 0 | 0 | 0 | 0 | 0 | 0 | 0 | 0 | 0 | 0 | 0 | 0 | 0 | 0 | 0 | 0 | 0 | 0 | 0 | 0 | 0 | 0 | 0 | 0 | 0 | 0 | 0 | 0 | 0 | 0 | 0 | 0 | 0 | 0 | 0 | 0 | 0 | 0 | 0 | 0 | 0 | 0 | 0 | 0 | 0 | 0 | 0 | 0 | 0 | 0 | 0 | 0 | 0 | 0 | 0 | 0 | 0 | 8 | 2035 | 2035-06-01 | 2036-05-31 | 10.3
[382 empty] | 8 | 2036 | 2036-06-01 | 2037-05-31 | 10.3
Year 2 installs | NPV | 1: 1; 2: 2; 3: 3; 4: 4; 5: 5; 6: 6; 7: 7; 8: 8; 9: 9; 10: 10; 11: 11; 12: 12; 1: 13; 2: 14; 3: 15; 4: 16; 5: 17; 6: 18; 7: 19; 8: 20; 9: 21; 10: 22; 11: 23; 12: 24; 1: 25; 2: 26; 3: 27; 4: 28; 5: 29; 6: 30 | 8 | 2037 | 2037-06-01 | 2038-05-31 | 10.1
Revenues | [381 empty] | 8 | 2038 | 2038-06-01 | 2039-05-31 | 10
Energy | 1708.1406 | 1: 150.6845; 2: 157.0891; 3: 152.7095; 4: 155.1925; 5: 159.03; 6: 162.4818; 7: 166.4477; 8: 168.7988; 9: 170.5159; 10: 173.9262; 11: 174.0048; 12: 175.7773; 1: 177.5511; 2: 173.941; 3: 170.1154; 4: 164.2761; 5: 144.8799; 6: 109.3177; 7: 62.407; 8: 5.6355; 9: 0; 10: 0; 11: 0; 12: 0; 1: 0; 2: 0; 3: 0; 4: 0; 5: 0; 6: 0 | 8 | 2039 | 2039-06-01 | 2040-05-31 | 9.9
Rate 1 | 696.4696 | 1: 62.8497; 2: 64.1067; 3: 64.1177; 4: 65.4; 5: 66.708; 6: 68.0422; 7: 68.0406; 8: 69.4014; 9: 69.386; 10: 70.7737; 11: 70.0501; 12: 70.7437; 1: 71.437; 2: 69.1856; 3: 66.8789; 4: 64.4683; 5: 55.9738; 6: 41.6626; 7: 22.5738; 8: 0; 9: 0; 10: 0; 11: 0; 12: 0; 1: 0; 2: 0; 3: 0; 4: 0; 5: 0; 6: 0
Frequency | 680.8448 | 1: 185.3319; 2: 157.5321; 3: 132.639; 4: 112.7432; 5: 95.8317; 6: 81.457; 7: 68.579; 8: 0; 9: 0; 10: 0; 11: 0; 12: 0; 1: 0; 2: 0; 3: 0; 4: 0; 5: 0; 6: 0; 7: 0; 8: 0; 9: 0; 10: 0; 11: 0; 12: 0; 1: 0; 2: 0; 3: 0; 4: 0; 5: 0; 6: 0
T&D Deferral | 1105.2913 | 1: 0; 2: 0; 3: 0; 4: 0; 5: 0; 6: 0; 7: 884; 8: 884; 9: 0; 10: 0; 11: 0; 12: 0; 1: 0; 2: 0; 3: 0; 4: 0; 5: 0; 6: 0; 7: 0; 8: 0; 9: 0; 10: 0; 11: 0; 12: 0; 1: 0; 2: 0; 3: 0; 4: 0; 5: 0; 6: 0
Power Factor/VAR support | 0 | 1: 0; 2: 0; 3: 0; 4: 0; 5: 0; 6: 0; 7: 0; 8: 0; 9: 0; 10: 0; 11: 0; 12: 0; 1: 0; 2: 0; 3: 0; 4: 0; 5: 0; 6: 0; 7: 0; 8: 0; 9: 0; 10: 0; 11: 0; 12: 0; 1: 0; 2: 0; 3: 0; 4: 0; 5: 0; 6: 0
Capacity | 4578.9084 | 1: 256.27; 2: 453.41; 3: 496.81; 4: 453.45; 5: 405.93; 6: 393.09; 7: 378.88; 8: 391.31; 9: 421.91; 10: 429.47; 11: 450.31; 12: 496; 1: 560.74; 2: 567.16; 3: 527.85; 4: 487.17; 5: 423.99; 6: 324.51; 7: 198.83; 8: 58.65; 9: 0; 10: 0; 11: 0; 12: 0; 1: 0; 2: 0; 3: 0; 4: 0; 5: 0; 6: 0 | 8 | 2040 | 2040-06-01 | 2041-05-31 | 9.5
RNS | 11934.3254 | 1: 1341.01; 2: 1453.65; 3: 1422.99; 4: 1376.39; 5: 1321.32; 6: 1267.69; 7: 1206.02; 8: 1156.83; 9: 1100.37; 10: 1054.84; 11: 994.35; 12: 944.17; 1: 897.1; 2: 828.32; 3: 761.5; 4: 691.76; 5: 576.01; 6: 410.35; 7: 219.99; 8: 16.36; 9: 0; 10: 0; 11: 0; 12: 0; 1: 0; 2: 0; 3: 0; 4: 0; 5: 0; 6: 0 | 8 | 2041 | 2041-06-01 | 2042-05-31 | 9.1
Total | 20703.9801 | 1: 1996.1461; 2: 2285.7879; 3: 2269.2662; 4: 2163.1757; 5: 2048.8197; 6: 1972.761; 7: 2771.9673; 8: 2670.3402; 9: 1762.1819; 10: 1729.01; 11: 1688.7149; 12: 1686.691; 1: 1706.8281; 2: 1638.6066; 3: 1526.3443; 4: 1407.6744; 5: 1200.8536; 6: 885.8403; 7: 503.8008; 8: 80.6455; 9: 0; 10: 0; 11: 0; 12: 0; 1: 0; 2: 0; 3: 0; 4: 0; 5: 0; 6: 0 | 8 | 2042 | 2042-06-01 | 2043-05-31 | 8.6
(0) Adjusted for failure rate | [381 empty] | 8 | 2043 | 2043-06-01 | 2044-05-31 | 7.4
(1) Adjusted for degradation and availability | [381 empty] | 8 | 2044 | 2044-06-01 | 2045-05-31 | 5.4
(2) Adjusted for losses, reserve margin (for FCM), and forecast error. | [381 empty] | 8 | 2045 | 2045-06-01 | 2046-05-31 | 2.9
[382 empty] | 8 | 2046 | 2046-06-01 | 2047-05-31 | 0
[382 empty] | 8 | 2047 | 2047-06-01 | 2048-05-31 | 0
[382 empty] | 8 | 2048 | 2048-06-01 | 2049-05-31 | 0
[382 empty] | 8 | 2049 | 2049-06-01 | 2050-05-31 | 0
[382 empty] | 8 | 2050 | 2050-06-01 | 2051-05-31 | 0
[382 empty] | 8 | 2051 | 2051-06-01 | 2052-05-31 | 0
[382 empty] | 8 | 2052 | 2052-06-01 | 2053-05-31 | 0
[382 empty] | 8 | 2053 | 2053-06-01 | 2054-05-31 | 0
[382 empty] | 8 | 2054 | 2054-06-01 | 2055-05-31 | 0
[382 empty] | 8 | 2055 | 2055-06-01 | 2056-05-31 | 0
[382 empty] | 8 | 2056 | 2056-06-01 | 2057-05-31 | 0
[382 empty] | 8 | 2057 | 2057-06-01 | 2058-05-31 | 0
[382 empty] | 8 | 2058 | 2058-06-01 | 2059-05-31 | 0
[382 empty] | 8 | 2059 | 2059-06-01 | 2060-05-31 | 0
Formulas:
Beginning = EOMONTH([Beginning, row above],11)+1
Ending = EOMONTH([Ending, row above],12)

## Monthly Value (3)
Green Mountain Power
MW per system | 11.5
Year |  | 2028 | 2028 | 2028 | 2028 | 2028 | 2028 | 2028 | 2028 | 2028 | 2028 | 2028 | 2028 | 2029 | 2029 | 2029 | 2029 | 2029 | 2029 | 2029 | 2029 | 2029 | 2029 | 2029 | 2029 | 2030 | 2030 | 2030 | 2030 | 2030 | 2030 | 2030 | 2030 | 2030 | 2030 | 2030 | 2030 | 2031 | 2031 | 2031 | 2031 | 2031 | 2031 | 2031 | 2031 | 2031 | 2031 | 2031 | 2031 | 2032 | 2032 | 2032 | 2032 | 2032 | 2032 | 2032 | 2032 | 2032 | 2032 | 2032 | 2032 | 2033 | 2033 | 2033 | 2033 | 2033 | 2033 | 2033 | 2033 | 2033 | 2033 | 2033 | 2033 | 2034 | 2034 | 2034 | 2034 | 2034 | 2034 | 2034 | 2034 | 2034 | 2034 | 2034 | 2034 | 2035 | 2035 | 2035 | 2035 | 2035 | 2035 | 2035 | 2035 | 2035 | 2035 | 2035 | 2035 | 2036 | 2036 | 2036 | 2036 | 2036 | 2036 | 2036 | 2036 | 2036 | 2036 | 2036 | 2036 | 2037 | 2037 | 2037 | 2037 | 2037 | 2037 | 2037 | 2037 | 2037 | 2037 | 2037 | 2037 | 2038 | 2038 | 2038 | 2038 | 2038 | 2038 | 2038 | 2038 | 2038 | 2038 | 2038 | 2038 | 2039 | 2039 | 2039 | 2039 | 2039 | 2039 | 2039 | 2039 | 2039 | 2039 | 2039 | 2039 | 2040 | 2040 | 2040 | 2040 | 2040 | 2040 | 2040 | 2040 | 2040 | 2040 | 2040 | 2040 | 2041 | 2041 | 2041 | 2041 | 2041 | 2041 | 2041 | 2041 | 2041 | 2041 | 2041 | 2041 | 2042 | 2042 | 2042 | 2042 | 2042 | 2042 | 2042 | 2042 | 2042 | 2042 | 2042 | 2042 | 2043 | 2043 | 2043 | 2043 | 2043 | 2043 | 2043 | 2043 | 2043 | 2043 | 2043 | 2043 | 2044 | 2044 | 2044 | 2044 | 2044 | 2044 | 2044 | 2044 | 2044 | 2044 | 2044 | 2044 | 2045 | 2045 | 2045 | 2045 | 2045 | 2045 | 2045 | 2045 | 2045 | 2045 | 2045 | 2045 | 2046 | 2046 | 2046 | 2046 | 2046 | 2046 | 2046 | 2046 | 2046 | 2046 | 2046 | 2046 | 2047 | 2047 | 2047 | 2047 | 2047 | 2047 | 2047 | 2047 | 2047 | 2047 | 2047 | 2047 | 2048 | 2048 | 2048 | 2048 | 2048 | 2048 | 2048 | 2048 | 2048 | 2048 | 2048 | 2048 | 2049 | 2049 | 2049 | 2049 | 2049 | 2049 | 2049 | 2049 | 2049 | 2049 | 2049 | 2049 | 2050 | 2050 | 2050 | 2050 | 2050 | 2050 | 2050 | 2050 | 2050 | 2050 | 2050 | 2050 | 2051 | 2051 | 2051 | 2051 | 2051 | 2051 | 2051 | 2051 | 2051 | 2051 | 2051 | 2051 | 2052 | 2052 | 2052 | 2052 | 2052 | 2052 | 2052 | 2052 | 2052 | 2052 | 2052 | 2052 | 2053 | 2053 | 2053 | 2053 | 2053 | 2053 | 2053 | 2053 | 2053 | 2053 | 2053 | 2053 | 2054 | 2054 | 2054 | 2054 | 2054 | 2054 | 2054 | 2054 | 2054 | 2054 | 2054 | 2054 | 2055 | 2055 | 2055 | 2055 | 2055 | 2055 | 2055 | 2055 | 2055 | 2055 | 2055 | 2055 | 2056 | 2056 | 2056 | 2056 | 2056 | 2056 | 2056 | 2056 | 2056 | 2056 | 2056 | 2056 | 2057 | 2057 | 2057 | 2057 | 2057 | 2057 | 2057 | 2057 | 2057 | 2057 | 2057 | 2057 | 2058 | 2058 | 2058 | 2058 | 2058 | 2058 | 2058 | 2058 | 2058 | 2058 | 2058 | 2058 | 2059 | 2059 | 2059 | 2059 | 2059 | 2059 | 2059 | 2059
Project Year |  | 1 | 1 | 1 | 1 | 1 | 1 | 1 | 1 | 1 | 1 | 1 | 1 | 2 | 2 | 2 | 2 | 2 | 2 | 2 | 2 | 2 | 2 | 2 | 2 | 3 | 3 | 3 | 3 | 3 | 3 | 3 | 3 | 3 | 3 | 3 | 3 | 4 | 4 | 4 | 4 | 4 | 4 | 4 | 4 | 4 | 4 | 4 | 4 | 5 | 5 | 5 | 5 | 5 | 5 | 5 | 5 | 5 | 5 | 5 | 5 | 6 | 6 | 6 | 6 | 6 | 6 | 6 | 6 | 6 | 6 | 6 | 6 | 7 | 7 | 7 | 7 | 7 | 7 | 7 | 7 | 7 | 7 | 7 | 7 | 8 | 8 | 8 | 8 | 8 | 8 | 8 | 8 | 8 | 8 | 8 | 8 | 9 | 9 | 9 | 9 | 9 | 9 | 9 | 9 | 9 | 9 | 9 | 9 | 10 | 10 | 10 | 10 | 10 | 10 | 10 | 10 | 10 | 10 | 10 | 10 | 11 | 11 | 11 | 11 | 11 | 11 | 11 | 11 | 11 | 11 | 11 | 11 | 12 | 12 | 12 | 12 | 12 | 12 | 12 | 12 | 12 | 12 | 12 | 12 | 13 | 13 | 13 | 13 | 13 | 13 | 13 | 13 | 13 | 13 | 13 | 13 | 14 | 14 | 14 | 14 | 14 | 14 | 14 | 14 | 14 | 14 | 14 | 14 | 15 | 15 | 15 | 15 | 15 | 15 | 15 | 15 | 15 | 15 | 15 | 15 | 16 | 16 | 16 | 16 | 16 | 16 | 16 | 16 | 16 | 16 | 16 | 16 | 17 | 17 | 17 | 17 | 17 | 17 | 17 | 17 | 17 | 17 | 17 | 17 | 18 | 18 | 18 | 18 | 18 | 18 | 18 | 18 | 18 | 18 | 18 | 18 | 19 | 19 | 19 | 19 | 19 | 19 | 19 | 19 | 19 | 19 | 19 | 19 | 20 | 20 | 20 | 20 | 20 | 20 | 20 | 20 | 20 | 20 | 20 | 20 | 21 | 21 | 21 | 21 | 21 | 21 | 21 | 21 | 21 | 21 | 21 | 21 | 22 | 22 | 22 | 22 | 22 | 22 | 22 | 22 | 22 | 22 | 22 | 22 | 23 | 23 | 23 | 23 | 23 | 23 | 23 | 23 | 23 | 23 | 23 | 23 | 24 | 24 | 24 | 24 | 24 | 24 | 24 | 24 | 24 | 24 | 24 | 24 | 25 | 25 | 25 | 25 | 25 | 25 | 25 | 25 | 25 | 25 | 25 | 25 | 26 | 26 | 26 | 26 | 26 | 26 | 26 | 26 | 26 | 26 | 26 | 26 | 27 | 27 | 27 | 27 | 27 | 27 | 27 | 27 | 27 | 27 | 27 | 27 | 28 | 28 | 28 | 28 | 28 | 28 | 28 | 28 | 28 | 28 | 28 | 28 | 29 | 29 | 29 | 29 | 29 | 29 | 29 | 29 | 29 | 29 | 29 | 29 | 30 | 30 | 30 | 30 | 30 | 30 | 30 | 30 | 30 | 30 | 30 | 30 | 31 | 31 | 31 | 31 | 31 | 31 | 31 | 31 | 31 | 31 | 31 | 31 | 32 | 32 | 32 | 32 | 32 | 32 | 32 | 32
Month |  | 1 | 2 | 3 | 4 | 5 | 6 | 7 | 8 | 9 | 10 | 11 | 12 | 1 | 2 | 3 | 4 | 5 | 6 | 7 | 8 | 9 | 10 | 11 | 12 | 1 | 2 | 3 | 4 | 5 | 6 | 7 | 8 | 9 | 10 | 11 | 12 | 1 | 2 | 3 | 4 | 5 | 6 | 7 | 8 | 9 | 10 | 11 | 12 | 1 | 2 | 3 | 4 | 5 | 6 | 7 | 8 | 9 | 10 | 11 | 12 | 1 | 2 | 3 | 4 | 5 | 6 | 7 | 8 | 9 | 10 | 11 | 12 | 1 | 2 | 3 | 4 | 5 | 6 | 7 | 8 | 9 | 10 | 11 | 12 | 1 | 2 | 3 | 4 | 5 | 6 | 7 | 8 | 9 | 10 | 11 | 12 | 1 | 2 | 3 | 4 | 5 | 6 | 7 | 8 | 9 | 10 | 11 | 12 | 1 | 2 | 3 | 4 | 5 | 6 | 7 | 8 | 9 | 10 | 11 | 12 | 1 | 2 | 3 | 4 | 5 | 6 | 7 | 8 | 9 | 10 | 11 | 12 | 1 | 2 | 3 | 4 | 5 | 6 | 7 | 8 | 9 | 10 | 11 | 12 | 1 | 2 | 3 | 4 | 5 | 6 | 7 | 8 | 9 | 10 | 11 | 12 | 1 | 2 | 3 | 4 | 5 | 6 | 7 | 8 | 9 | 10 | 11 | 12 | 1 | 2 | 3 | 4 | 5 | 6 | 7 | 8 | 9 | 10 | 11 | 12 | 1 | 2 | 3 | 4 | 5 | 6 | 7 | 8 | 9 | 10 | 11 | 12 | 1 | 2 | 3 | 4 | 5 | 6 | 7 | 8 | 9 | 10 | 11 | 12 | 1 | 2 | 3 | 4 | 5 | 6 | 7 | 8 | 9 | 10 | 11 | 12 | 1 | 2 | 3 | 4 | 5 | 6 | 7 | 8 | 9 | 10 | 11 | 12 | 1 | 2 | 3 | 4 | 5 | 6 | 7 | 8 | 9 | 10 | 11 | 12 | 1 | 2 | 3 | 4 | 5 | 6 | 7 | 8 | 9 | 10 | 11 | 12 | 1 | 2 | 3 | 4 | 5 | 6 | 7 | 8 | 9 | 10 | 11 | 12 | 1 | 2 | 3 | 4 | 5 | 6 | 7 | 8 | 9 | 10 | 11 | 12 | 1 | 2 | 3 | 4 | 5 | 6 | 7 | 8 | 9 | 10 | 11 | 12 | 1 | 2 | 3 | 4 | 5 | 6 | 7 | 8 | 9 | 10 | 11 | 12 | 1 | 2 | 3 | 4 | 5 | 6 | 7 | 8 | 9 | 10 | 11 | 12 | 1 | 2 | 3 | 4 | 5 | 6 | 7 | 8 | 9 | 10 | 11 | 12 | 1 | 2 | 3 | 4 | 5 | 6 | 7 | 8 | 9 | 10 | 11 | 12 | 1 | 2 | 3 | 4 | 5 | 6 | 7 | 8 | 9 | 10 | 11 | 12 | 1 | 2 | 3 | 4 | 5 | 6 | 7 | 8 | 9 | 10 | 11 | 12 | 1 | 2 | 3 | 4 | 5 | 6 | 7 | 8 | 9 | 10 | 11 | 12 | 1 | 2 | 3 | 4 | 5 | 6 | 7 | 8 | Peak
Frequency Flag |  | 1 | 1 | 1 | 1 | 1 | 1 | 1 | 1 | 1 | 1 | 1 | 1 | 1 | 1 | 1 | 1 | 1 | 1 | 1 | 1 | 1 | 1 | 1 | 1 | 1 | 1 | 1 | 1 | 1 | 1 | 1 | 1 | 1 | 1 | 1 | 1 | 1 | 1 | 1 | 1 | 1 | 1 | 1 | 1 | 1 | 1 | 1 | 1 | 1 | 1 | 1 | 1 | 1 | 1 | 1 | 1 | 1 | 1 | 1 | 1 | 1 | 1 | 1 | 1 | 1 | 1 | 1 | 1 | 1 | 1 | 1 | 1 | 1 | 1 | 1 | 1 | 1 | 1 | 1 | 1 | 1 | 1 | 1 | 1 | 0 | 0 | 0 | 0 | 0 | 0 | 0 | 0 | 0 | 0 | 0 | 0 | 0 | 0 | 0 | 0 | 0 | 0 | 0 | 0 | 0 | 0 | 0 | 0 | 0 | 0 | 0 | 0 | 0 | 0 | 0 | 0 | 0 | 0 | 0 | 0 | 0 | 0 | 0 | 0 | 0 | 0 | 0 | 0 | 0 | 0 | 0 | 0 | 0 | 0 | 0 | 0 | 0 | 0 | 0 | 0 | 0 | 0 | 0 | 0 | 0 | 0 | 0 | 0 | 0 | 0 | 0 | 0 | 0 | 0 | 0 | 0 | 0 | 0 | 0 | 0 | 0 | 0 | 0 | 0 | 0 | 0 | 0 | 0 | 0 | 0 | 0 | 0 | 0 | 0 | 0 | 0 | 0 | 0 | 0 | 0 | 0 | 0 | 0 | 0 | 0 | 0 | 0 | 0 | 0 | 0 | 0 | 0 | 0 | 0 | 0 | 0 | 0 | 0 | 0 | 0 | 0 | 0 | 0 | 0 | 0 | 0 | 0 | 0 | 0 | 0 | 0 | 0 | 0 | 0 | 0 | 0 | 0 | 0 | 0 | 0 | 0 | 0 | 0 | 0 | 0 | 0 | 0 | 0 | 0 | 0 | 0 | 0 | 0 | 0 | 0 | 0 | 0 | 0 | 0 | 0 | 0 | 0 | 0 | 0 | 0 | 0 | 0 | 0 | 0 | 0 | 0 | 0 | 0 | 0 | 0 | 0 | 0 | 0 | 0 | 0 | 0 | 0 | 0 | 0 | 0 | 0 | 0 | 0 | 0 | 0 | 0 | 0 | 0 | 0 | 0 | 0 | 0 | 0 | 0 | 0 | 0 | 0 | 0 | 0 | 0 | 0 | 0 | 0 | 0 | 0 | 0 | 0 | 0 | 0 | 0 | 0 | 0 | 0 | 0 | 0 | 0 | 0 | 0 | 0 | 0 | 0 | 0 | 0 | 0 | 0 | 0 | 0 | 0 | 0 | 0 | 0 | 0 | 0 | 0 | 0 | 0 | 0 | 0 | 0 | 0 | 0 | 0 | 0 | 0 | 0 | 0 | 0 | 0 | 0 | 0 | 0 | 0 | 0 | 0 | 0 | 0 | 0 | 0 | 0 | 0 | 0 | 0 | 0 | 0 | 0 | 0 | 0 | 0 | 0 | 0 | 0 | 0 | 0 | 0 | 0 | 0 | 0 | 0 | 0 | 0 | 0 | 0 | 0 | 0 | 0 | 0 | 0 | 0 | 0 | 0 | 0 | 0 | 0 | 0 | 0
T&D Flag |  | 0 | 0 | 0 | 0 | 0 | 0 | 0 | 0 | 0 | 0 | 0 | 0 | 0 | 0 | 0 | 0 | 0 | 0 | 0 | 0 | 0 | 0 | 0 | 0 | 0 | 0 | 0 | 0 | 0 | 0 | 0 | 0 | 0 | 0 | 0 | 0 | 0 | 0 | 0 | 0 | 0 | 0 | 0 | 0 | 0 | 0 | 0 | 0 | 0 | 0 | 0 | 0 | 0 | 0 | 0 | 0 | 0 | 0 | 0 | 0 | 0 | 0 | 0 | 0 | 0 | 0 | 0 | 0 | 0 | 0 | 0 | 0 | 1 | 1 | 1 | 1 | 1 | 1 | 1 | 1 | 1 | 1 | 1 | 1 | 1 | 1 | 1 | 1 | 1 | 1 | 1 | 1 | 1 | 1 | 1 | 1 | 0 | 0 | 0 | 0 | 0 | 0 | 0 | 0 | 0 | 0 | 0 | 0 | 0 | 0 | 0 | 0 | 0 | 0 | 0 | 0 | 0 | 0 | 0 | 0 | 0 | 0 | 0 | 0 | 0 | 0 | 0 | 0 | 0 | 0 | 0 | 0 | 0 | 0 | 0 | 0 | 0 | 0 | 0 | 0 | 0 | 0 | 0 | 0 | 0 | 0 | 0 | 0 | 0 | 0 | 0 | 0 | 0 | 0 | 0 | 0 | 0 | 0 | 0 | 0 | 0 | 0 | 0 | 0 | 0 | 0 | 0 | 0 | 0 | 0 | 0 | 0 | 0 | 0 | 0 | 0 | 0 | 0 | 0 | 0 | 0 | 0 | 0 | 0 | 0 | 0 | 0 | 0 | 0 | 0 | 0 | 0 | 0 | 0 | 0 | 0 | 0 | 0 | 0 | 0 | 0 | 0 | 0 | 0 | 0 | 0 | 0 | 0 | 0 | 0 | 0 | 0 | 0 | 0 | 0 | 0 | 0 | 0 | 0 | 0 | 0 | 0 | 0 | 0 | 0 | 0 | 0 | 0 | 0 | 0 | 0 | 0 | 0 | 0 | 0 | 0 | 0 | 0 | 0 | 0 | 0 | 0 | 0 | 0 | 0 | 0 | 0 | 0 | 0 | 0 | 0 | 0 | 0 | 0 | 0 | 0 | 0 | 0 | 0 | 0 | 0 | 0 | 0 | 0 | 0 | 0 | 0 | 0 | 0 | 0 | 0 | 0 | 0 | 0 | 0 | 0 | 0 | 0 | 0 | 0 | 0 | 0 | 0 | 0 | 0 | 0 | 0 | 0 | 0 | 0 | 0 | 0 | 0 | 0 | 0 | 0 | 0 | 0 | 0 | 0 | 0 | 0 | 0 | 0 | 0 | 0 | 0 | 0 | 0 | 0 | 0 | 0 | 0 | 0 | 0 | 0 | 0 | 0 | 0 | 0 | 0 | 0 | 0 | 0 | 0 | 0 | 0 | 0 | 0 | 0 | 0 | 0 | 0 | 0 | 0 | 0 | 0 | 0 | 0 | 0 | 0 | 0 | 0 | 0 | 0 | 0 | 0 | 0 | 0 | 0 | 0 | 0 | 0 | 0 | 0 | 0 | 0 | 0 | 0 | 0 | 0 | 0 | 0 | 0 | 0 | 0 | 0 | 0 | 0 | 0 | 0 | 0 | 0 | 0 | 0 | 0 | 0 | 0 | 0 | 0
Nominal Site Capacity - kW (0) |  | 11.5 | 11.5 | 11.5 | 11.5 | 11.5 | 11.5 | 11.5 | 11.5 | 11.5 | 11.5 | 11.5 | 11.5 | 11.5 | 11.5 | 11.5 | 11.5 | 11.5 | 11.5 | 11.5 | 11.5 | 11.5 | 11.5 | 11.5 | 11.5 | 11.5 | 11.5 | 11.5 | 11.5 | 11.5 | 11.5 | 11.5 | 11.5 | 11.5 | 11.5 | 11.5 | 11.5 | 11.5 | 11.5 | 11.5 | 11.5 | 11.5 | 11.5 | 11.5 | 11.5 | 11.5 | 11.5 | 11.5 | 11.5 | 11.5 | 11.5 | 11.5 | 11.5 | 11.5 | 11.5 | 11.5 | 11.5 | 11.5 | 11.5 | 11.5 | 11.5 | 11.5 | 11.5 | 11.5 | 11.5 | 11.5 | 11.5 | 11.5 | 11.5 | 11.5 | 11.5 | 11.5 | 11.5 | 11.5 | 11.5 | 11.5 | 11.5 | 11.5 | 11.5 | 11.5 | 11.5 | 11.5 | 11.5 | 11.5 | 11.5 | 11.5 | 11.5 | 11.5 | 11.5 | 11.5 | 11.5 | 11.5 | 11.5 | 11.5 | 11.5 | 11.5 | 11.5 | 11.5 | 11.5 | 11.5 | 11.5 | 11.5 | 11.5 | 11.5 | 11.5 | 11.5 | 11.5 | 11.5 | 11.5 | 11.5 | 11.5 | 11.5 | 11.5 | 11.5 | 11.5 | 11.5 | 11.5 | 11.5 | 11.5 | 11.5 | 11.5 | 11.385 | 11.385 | 11.385 | 11.385 | 11.385 | 11.385 | 11.385 | 11.385 | 11.385 | 11.385 | 11.385 | 11.385 | 11.27 | 11.27 | 11.27 | 11.27 | 11.27 | 11.27 | 11.27 | 11.27 | 11.27 | 11.27 | 11.27 | 11.27 | 11.155 | 11.155 | 11.155 | 11.155 | 11.155 | 11.155 | 11.155 | 11.155 | 11.155 | 11.155 | 11.155 | 11.155 | 10.81 | 10.81 | 10.81 | 10.81 | 10.81 | 10.81 | 10.81 | 10.81 | 10.81 | 10.81 | 10.81 | 10.81 | 10.465 | 10.465 | 10.465 | 10.465 | 10.465 | 10.465 | 10.465 | 10.465 | 10.465 | 10.465 | 10.465 | 10.465 | 9.89 | 9.89 | 9.89 | 9.89 | 9.89 | 9.89 | 9.89 | 9.89 | 9.89 | 9.89 | 9.89 | 9.89 | 8.625 | 8.625 | 8.625 | 8.625 | 8.625 | 8.625 | 8.625 | 8.625 | 8.625 | 8.625 | 8.625 | 8.625 | 6.325 | 6.325 | 6.325 | 6.325 | 6.325 | 6.325 | 6.325 | 6.325 | 6.325 | 6.325 | 6.325 | 6.325 | 3.45 | 3.45 | 3.45 | 3.45 | 3.45 | 3.45 | 3.45 | 3.45 | 3.45 | 3.45 | 3.45 | 3.45 | 0 | 0 | 0 | 0 | 0 | 0 | 0 | 0 | 0 | 0 | 0 | 0 | 0 | 0 | 0 | 0 | 0 | 0 | 0 | 0 | 0 | 0 | 0 | 0 | 0 | 0 | 0 | 0 | 0 | 0 | 0 | 0 | 0 | 0 | 0 | 0 | 0 | 0 | 0 | 0 | 0 | 0 | 0 | 0 | 0 | 0 | 0 | 0 | 0 | 0 | 0 | 0 | 0 | 0 | 0 | 0 | 0 | 0 | 0 | 0 | 0 | 0 | 0 | 0 | 0 | 0 | 0 | 0 | 0 | 0 | 0 | 0 | 0 | 0 | 0 | 0 | 0 | 0 | 0 | 0 | 0 | 0 | 0 | 0 | 0 | 0 | 0 | 0 | 0 | 0 | 0 | 0 | 0 | 0 | 0 | 0 | 0 | 0 | 0 | 0 | 0 | 0 | 0 | 0 | 0 | 0 | 0 | 0 | 0 | 0 | 0 | 0 | 0 | 0 | 0 | 0 | 0 | 0 | 0 | 0 | 0 | 0 | 0 | 0 | 0 | 0 | 0 | 0 | 0 | 0 | 0 | 0 | 0 | 0 | 0 | 0 | 0 | 0 | 0 | 0 | 0 | 0 | 0 | 0 | 0 | 0 | 0 | 0 | 0 | 0 | 0 | 0
Capacity Volume (1) |  | 0 | 0 | 0 | 0 | 0 | 0 | 0 | 10.6 | 0 | 0 | 0 | 0 | 0 | 0 | 0 | 0 | 0 | 0 | 0 | 10.6 | 0 | 0 | 0 | 0 | 0 | 0 | 0 | 0 | 0 | 0 | 0 | 10.5 | 0 | 0 | 0 | 0 | 0 | 0 | 0 | 0 | 0 | 0 | 0 | 10.5 | 0 | 0 | 0 | 0 | 0 | 0 | 0 | 0 | 0 | 0 | 0 | 10.5 | 0 | 0 | 0 | 0 | 0 | 0 | 0 | 0 | 0 | 0 | 0 | 10.5 | 0 | 0 | 0 | 0 | 0 | 0 | 0 | 0 | 0 | 0 | 0 | 10.4 | 0 | 0 | 0 | 0 | 0 | 0 | 0 | 0 | 0 | 0 | 0 | 10.4 | 0 | 0 | 0 | 0 | 0 | 0 | 0 | 0 | 0 | 0 | 0 | 10.3 | 0 | 0 | 0 | 0 | 0 | 0 | 0 | 0 | 0 | 0 | 0 | 10.3 | 0 | 0 | 0 | 0 | 0 | 0 | 0 | 0 | 0 | 0 | 0 | 10.1 | 0 | 0 | 0 | 0 | 0 | 0 | 0 | 0 | 0 | 0 | 0 | 10 | 0 | 0 | 0 | 0 | 0 | 0 | 0 | 0 | 0 | 0 | 0 | 9.9 | 0 | 0 | 0 | 0 | 0 | 0 | 0 | 0 | 0 | 0 | 0 | 9.5 | 0 | 0 | 0 | 0 | 0 | 0 | 0 | 0 | 0 | 0 | 0 | 9.1 | 0 | 0 | 0 | 0 | 0 | 0 | 0 | 0 | 0 | 0 | 0 | 8.6 | 0 | 0 | 0 | 0 | 0 | 0 | 0 | 0 | 0 | 0 | 0 | 7.4 | 0 | 0 | 0 | 0 | 0 | 0 | 0 | 0 | 0 | 0 | 0 | 5.4 | 0 | 0 | 0 | 0 | 0 | 0 | 0 | 0 | 0 | 0 | 0 | 2.9 | 0 | 0 | 0 | 0 | 0 | 0 | 0 | 0 | 0 | 0 | 0 | 0 | 0 | 0 | 0 | 0 | 0 | 0 | 0 | 0 | 0 | 0 | 0 | 0 | 0 | 0 | 0 | 0 | 0 | 0 | 0 | 0 | 0 | 0 | 0 | 0 | 0 | 0 | 0 | 0 | 0 | 0 | 0 | 0 | 0 | 0 | 0 | 0 | 0 | 0 | 0 | 0 | 0 | 0 | 0 | 0 | 0 | 0 | 0 | 0 | 0 | 0 | 0 | 0 | 0 | 0 | 0 | 0 | 0 | 0 | 0 | 0 | 0 | 0 | 0 | 0 | 0 | 0 | 0 | 0 | 0 | 0 | 0 | 0 | 0 | 0 | 0 | 0 | 0 | 0 | 0 | 0 | 0 | 0 | 0 | 0 | 0 | 0 | 0 | 0 | 0 | 0 | 0 | 0 | 0 | 0 | 0 | 0 | 0 | 0 | 0 | 0 | 0 | 0 | 0 | 0 | 0 | 0 | 0 | 0 | 0 | 0 | 0 | 0 | 0 | 0 | 0 | 0 | 0 | 0 | 0 | 0 | 0 | 0 | 0 | 0 | 0 | 0 | 0 | 0 | 0 | 0 | 0 | 0 | 0 | 0 | 0 | 0 | 0 | 0 | 0 | 0 | 0 | 0 | 0 | 0
RNS Volume (1) |  | 10.6 | 10.6 | 10.6 | 10.6 | 10.6 | 10.6 | 10.6 | 10.6 | 10.6 | 10.6 | 10.6 | 10.6 | 10.6 | 10.6 | 10.6 | 10.6 | 10.6 | 10.6 | 10.6 | 10.6 | 10.6 | 10.6 | 10.6 | 10.6 | 10.5 | 10.5 | 10.5 | 10.5 | 10.5 | 10.5 | 10.5 | 10.5 | 10.5 | 10.5 | 10.5 | 10.5 | 10.5 | 10.5 | 10.5 | 10.5 | 10.5 | 10.5 | 10.5 | 10.5 | 10.5 | 10.5 | 10.5 | 10.5 | 10.5 | 10.5 | 10.5 | 10.5 | 10.5 | 10.5 | 10.5 | 10.5 | 10.5 | 10.5 | 10.5 | 10.5 | 10.5 | 10.5 | 10.5 | 10.5 | 10.5 | 10.5 | 10.5 | 10.5 | 10.5 | 10.5 | 10.5 | 10.5 | 10.4 | 10.4 | 10.4 | 10.4 | 10.4 | 10.4 | 10.4 | 10.4 | 10.4 | 10.4 | 10.4 | 10.4 | 10.4 | 10.4 | 10.4 | 10.4 | 10.4 | 10.4 | 10.4 | 10.4 | 10.4 | 10.4 | 10.4 | 10.4 | 10.3 | 10.3 | 10.3 | 10.3 | 10.3 | 10.3 | 10.3 | 10.3 | 10.3 | 10.3 | 10.3 | 10.3 | 10.3 | 10.3 | 10.3 | 10.3 | 10.3 | 10.3 | 10.3 | 10.3 | 10.3 | 10.3 | 10.3 | 10.3 | 10.1 | 10.1 | 10.1 | 10.1 | 10.1 | 10.1 | 10.1 | 10.1 | 10.1 | 10.1 | 10.1 | 10.1 | 10 | 10 | 10 | 10 | 10 | 10 | 10 | 10 | 10 | 10 | 10 | 10 | 9.9 | 9.9 | 9.9 | 9.9 | 9.9 | 9.9 | 9.9 | 9.9 | 9.9 | 9.9 | 9.9 | 9.9 | 9.5 | 9.5 | 9.5 | 9.5 | 9.5 | 9.5 | 9.5 | 9.5 | 9.5 | 9.5 | 9.5 | 9.5 | 9.1 | 9.1 | 9.1 | 9.1 | 9.1 | 9.1 | 9.1 | 9.1 | 9.1 | 9.1 | 9.1 | 9.1 | 8.6 | 8.6 | 8.6 | 8.6 | 8.6 | 8.6 | 8.6 | 8.6 | 8.6 | 8.6 | 8.6 | 8.6 | 7.4 | 7.4 | 7.4 | 7.4 | 7.4 | 7.4 | 7.4 | 7.4 | 7.4 | 7.4 | 7.4 | 7.4 | 5.4 | 5.4 | 5.4 | 5.4 | 5.4 | 5.4 | 5.4 | 5.4 | 5.4 | 5.4 | 5.4 | 5.4 | 2.9 | 2.9 | 2.9 | 2.9 | 2.9 | 2.9 | 2.9 | 2.9 | 2.9 | 2.9 | 2.9 | 2.9 | 0 | 0 | 0 | 0 | 0 | 0 | 0 | 0 | 0 | 0 | 0 | 0 | 0 | 0 | 0 | 0 | 0 | 0 | 0 | 0 | 0 | 0 | 0 | 0 | 0 | 0 | 0 | 0 | 0 | 0 | 0 | 0 | 0 | 0 | 0 | 0 | 0 | 0 | 0 | 0 | 0 | 0 | 0 | 0 | 0 | 0 | 0 | 0 | 0 | 0 | 0 | 0 | 0 | 0 | 0 | 0 | 0 | 0 | 0 | 0 | 0 | 0 | 0 | 0 | 0 | 0 | 0 | 0 | 0 | 0 | 0 | 0 | 0 | 0 | 0 | 0 | 0 | 0 | 0 | 0 | 0 | 0 | 0 | 0 | 0 | 0 | 0 | 0 | 0 | 0 | 0 | 0 | 0 | 0 | 0 | 0 | 0 | 0 | 0 | 0 | 0 | 0 | 0 | 0 | 0 | 0 | 0 | 0 | 0 | 0 | 0 | 0 | 0 | 0 | 0 | 0 | 0 | 0 | 0 | 0 | 0 | 0 | 0 | 0 | 0 | 0 | 0 | 0 | 0 | 0 | 0 | 0 | 0 | 0 | 0 | 0 | 0 | 0 | 0 | 0 | 0 | 0 | 0 | 0 | 0 | 0 | 0 | 0 | 0 | 0 | 0 | 0
Reserve Margin |  | 35% | 35% | 35% | 35% | 35% | 35% | 35% | 35% | 35% | 35% | 35% | 35% | 35% | 35% | 35% | 35% | 35% | 35% | 35% | 35% | 35% | 35% | 35% | 35% | 35% | 35% | 35% | 35% | 35% | 35% | 35% | 35% | 35% | 35% | 35% | 35% | 35% | 35% | 35% | 35% | 35% | 35% | 35% | 35% | 35% | 35% | 35% | 35% | 35% | 35% | 35% | 35% | 35% | 35% | 35% | 35% | 35% | 35% | 35% | 35% | 35% | 35% | 35% | 35% | 35% | 35% | 35% | 35% | 35% | 35% | 35% | 35% | 35% | 35% | 35% | 35% | 35% | 35% | 35% | 35% | 35% | 35% | 35% | 35% | 35% | 35% | 35% | 35% | 35% | 35% | 35% | 35% | 35% | 35% | 35% | 35% | 35% | 35% | 35% | 35% | 35% | 35% | 35% | 35% | 35% | 35% | 35% | 35% | 35% | 35% | 35% | 35% | 35% | 35% | 35% | 35% | 35% | 35% | 35% | 35% | 35% | 35% | 35% | 35% | 35% | 35% | 35% | 35% | 35% | 35% | 35% | 35% | 35% | 35% | 35% | 35% | 35% | 35% | 35% | 35% | 35% | 35% | 35% | 35% | 35% | 35% | 35% | 35% | 35% | 35% | 35% | 35% | 35% | 35% | 35% | 35% | 35% | 35% | 35% | 35% | 35% | 35% | 35% | 35% | 35% | 35% | 35% | 35% | 35% | 35% | 35% | 35% | 35% | 35% | 35% | 35% | 35% | 35% | 35% | 35% | 35% | 35% | 35% | 35% | 35% | 35% | 35% | 35% | 35% | 35% | 35% | 35% | 35% | 35% | 35% | 35% | 35% | 35% | 35% | 35% | 35% | 35% | 35% | 35% | 35% | 35% | 35% | 35% | 35% | 35% | 35% | 35% | 35% | 35% | 35% | 35% | 35% | 35% | 35% | 35% | 35% | 35% | 35% | 35% | 35% | 35% | 35% | 35% | 35% | 35% | 35% | 35% | 35% | 35% | 35% | 35% | 35% | 35% | 35% | 35% | 35% | 35% | 35% | 35% | 35% | 35% | 35% | 35% | 35% | 35% | 35% | 35% | 35% | 35% | 35% | 35% | 35% | 35% | 35% | 35% | 35% | 35% | 35% | 35% | 35% | 35% | 35% | 35% | 35% | 35% | 35% | 35% | 35% | 35% | 35% | 35% | 35% | 35% | 35% | 35% | 35% | 35% | 35% | 35% | 35% | 35% | 35% | 35% | 35% | 35% | 35% | 35% | 35% | 35% | 35% | 35% | 35% | 35% | 35% | 35% | 35% | 35% | 35% | 35% | 35% | 35% | 35% | 35% | 35% | 35% | 35% | 35% | 35% | 35% | 35% | 35% | 35% | 35% | 35% | 35% | 35% | 35% | 35% | 35% | 35% | 35% | 35% | 35% | 35% | 35% | 35% | 35% | 35% | 35% | 35% | 35% | 35% | 35% | 35% | 35% | 35% | 35% | 35% | 35% | 35% | 35% | 35% | 35% | 35% | 35% | 35% | 35% | 35% | 35% | 35% | 35% | 35% | 35% | 35% | 35% | 35% | 35% | 35% | 35% | 35% | 35% | 35% | 35% | 35% | 35% | 35% | 35% | 35% | 35% | 35% | 35% | 35% | 35% | 35% | 35%
Marginal Losses | bar: 1 to 8
[382 empty] | Month | Year | Beginning | Ending | Volume
Adjusted Capacity Volume (2) |  | 0 | 0 | 0 | 0 | 0 | 9.715 | 9.715 | 9.715 | 9.715 | 9.715 | 9.715 | 9.715 | 9.229 | 9.229 | 9.229 | 9.229 | 9.229 | 9.229 | 9.229 | 9.229 | 9.229 | 9.229 | 9.229 | 9.229 | 8.767 | 8.767 | 8.767 | 8.767 | 8.767 | 8.685 | 8.685 | 8.685 | 8.685 | 8.685 | 8.685 | 8.685 | 8.25 | 8.25 | 8.25 | 8.25 | 8.25 | 8.25 | 8.25 | 8.25 | 8.25 | 8.25 | 8.25 | 8.25 | 7.838 | 7.838 | 7.838 | 7.838 | 7.838 | 7.838 | 7.838 | 7.838 | 7.838 | 7.838 | 7.838 | 7.838 | 7.446 | 7.446 | 7.446 | 7.446 | 7.446 | 7.446 | 7.446 | 7.446 | 7.446 | 7.446 | 7.446 | 7.446 | 7.074 | 7.074 | 7.074 | 7.074 | 7.074 | 7.006 | 7.006 | 7.006 | 7.006 | 7.006 | 7.006 | 7.006 | 6.656 | 6.656 | 6.656 | 6.656 | 6.656 | 6.656 | 6.656 | 6.656 | 6.656 | 6.656 | 6.656 | 6.656 | 6.323 | 6.323 | 6.323 | 6.323 | 6.323 | 6.262 | 6.262 | 6.262 | 6.262 | 6.262 | 6.262 | 6.262 | 5.949 | 5.949 | 5.949 | 5.949 | 5.949 | 5.949 | 5.949 | 5.949 | 5.949 | 5.949 | 5.949 | 5.949 | 5.652 | 5.652 | 5.652 | 5.652 | 5.652 | 5.542 | 5.542 | 5.542 | 5.542 | 5.542 | 5.542 | 5.542 | 5.265 | 5.265 | 5.265 | 5.265 | 5.265 | 5.213 | 5.213 | 5.213 | 5.213 | 5.213 | 5.213 | 5.213 | 4.952 | 4.952 | 4.952 | 4.952 | 4.952 | 4.903 | 4.903 | 4.903 | 4.903 | 4.903 | 4.903 | 4.903 | 4.658 | 4.658 | 4.658 | 4.658 | 4.658 | 4.469 | 4.469 | 4.469 | 4.469 | 4.469 | 4.469 | 4.469 | 4.246 | 4.246 | 4.246 | 4.246 | 4.246 | 4.067 | 4.067 | 4.067 | 4.067 | 4.067 | 4.067 | 4.067 | 3.864 | 3.864 | 3.864 | 3.864 | 3.864 | 3.652 | 3.652 | 3.652 | 3.652 | 3.652 | 3.652 | 3.652 | 3.469 | 3.469 | 3.469 | 3.469 | 3.469 | 2.985 | 2.985 | 2.985 | 2.985 | 2.985 | 2.985 | 2.985 | 2.836 | 2.836 | 2.836 | 2.836 | 2.836 | 2.069 | 2.069 | 2.069 | 2.069 | 2.069 | 2.069 | 2.069 | 1.966 | 1.966 | 1.966 | 1.966 | 1.966 | 1.056 | 1.056 | 1.056 | 1.056 | 1.056 | 1.056 | 1.056 | 1.003 | 1.003 | 1.003 | 1.003 | 1.003 | 0 | 0 | 0 | 0 | 0 | 0 | 0 | 0 | 0 | 0 | 0 | 0 | 0 | 0 | 0 | 0 | 0 | 0 | 0 | 0 | 0 | 0 | 0 | 0 | 0 | 0 | 0 | 0 | 0 | 0 | 0 | 0 | 0 | 0 | 0 | 0 | 0 | 0 | 0 | 0 | 0 | 0 | 0 | 0 | 0 | 0 | 0 | 0 | 0 | 0 | 0 | 0 | 0 | 0 | 0 | 0 | 0 | 0 | 0 | 0 | 0 | 0 | 0 | 0 | 0 | 0 | 0 | 0 | 0 | 0 | 0 | 0 | 0 | 0 | 0 | 0 | 0 | 0 | 0 | 0 | 0 | 0 | 0 | 0 | 0 | 0 | 0 | 0 | 0 | 0 | 0 | 0 | 0 | 0 | 0 | 0 | 0 | 0 | 0 | 0 | 0 | 0 | 0 | 0 | 0 | 0 | 0 | 0 | 0 | 0 | 0 | 0 | 0 | 0 | 0 | 0 | 0 | 0 | 0 | 0 | 0 | 0 | 0 | 0 | 0 | 0 | 0 | [20 empty] | 8 | 2025 | 2025-06-01 | 2026-05-31 | 0
Adjusted RNS Volume (2) |  | 0 | 5.934 | 5.934 | 5.934 | 5.934 | 5.934 | 5.934 | 5.934 | 5.934 | 5.934 | 5.934 | 5.934 | 5.608 | 5.608 | 5.608 | 5.608 | 5.608 | 5.608 | 5.608 | 5.608 | 5.608 | 5.608 | 5.608 | 5.608 | 5.3 | 5.25 | 5.25 | 5.25 | 5.25 | 5.25 | 5.25 | 5.25 | 5.25 | 5.25 | 5.25 | 5.25 | 4.961 | 4.961 | 4.961 | 4.961 | 4.961 | 4.961 | 4.961 | 4.961 | 4.961 | 4.961 | 4.961 | 4.961 | 4.688 | 4.688 | 4.688 | 4.688 | 4.688 | 4.688 | 4.688 | 4.688 | 4.688 | 4.688 | 4.688 | 4.688 | 4.43 | 4.43 | 4.43 | 4.43 | 4.43 | 4.43 | 4.43 | 4.43 | 4.43 | 4.43 | 4.43 | 4.43 | 4.186 | 4.147 | 4.147 | 4.147 | 4.147 | 4.147 | 4.147 | 4.147 | 4.147 | 4.147 | 4.147 | 4.147 | 3.919 | 3.919 | 3.919 | 3.919 | 3.919 | 3.919 | 3.919 | 3.919 | 3.919 | 3.919 | 3.919 | 3.919 | 3.703 | 3.667 | 3.667 | 3.667 | 3.667 | 3.667 | 3.667 | 3.667 | 3.667 | 3.667 | 3.667 | 3.667 | 3.466 | 3.466 | 3.466 | 3.466 | 3.466 | 3.466 | 3.466 | 3.466 | 3.466 | 3.466 | 3.466 | 3.466 | 3.275 | 3.212 | 3.212 | 3.212 | 3.212 | 3.212 | 3.212 | 3.212 | 3.212 | 3.212 | 3.212 | 3.212 | 3.035 | 3.005 | 3.005 | 3.005 | 3.005 | 3.005 | 3.005 | 3.005 | 3.005 | 3.005 | 3.005 | 3.005 | 2.84 | 2.811 | 2.811 | 2.811 | 2.811 | 2.811 | 2.811 | 2.811 | 2.811 | 2.811 | 2.811 | 2.811 | 2.657 | 2.549 | 2.549 | 2.549 | 2.549 | 2.549 | 2.549 | 2.549 | 2.549 | 2.549 | 2.549 | 2.549 | 2.409 | 2.308 | 2.308 | 2.308 | 2.308 | 2.308 | 2.308 | 2.308 | 2.308 | 2.308 | 2.308 | 2.308 | 2.181 | 2.061 | 2.061 | 2.061 | 2.061 | 2.061 | 2.061 | 2.061 | 2.061 | 2.061 | 2.061 | 2.061 | 1.948 | 1.676 | 1.676 | 1.676 | 1.676 | 1.676 | 1.676 | 1.676 | 1.676 | 1.676 | 1.676 | 1.676 | 1.584 | 1.156 | 1.156 | 1.156 | 1.156 | 1.156 | 1.156 | 1.156 | 1.156 | 1.156 | 1.156 | 1.156 | 1.092 | 0.586 | 0.586 | 0.586 | 0.586 | 0.586 | 0.586 | 0.586 | 0.586 | 0.586 | 0.586 | 0.586 | 0.554 | 0 | 0 | 0 | 0 | 0 | 0 | 0 | 0 | 0 | 0 | 0 | 0 | 0 | 0 | 0 | 0 | 0 | 0 | 0 | 0 | 0 | 0 | 0 | 0 | 0 | 0 | 0 | 0 | 0 | 0 | 0 | 0 | 0 | 0 | 0 | 0 | 0 | 0 | 0 | 0 | 0 | 0 | 0 | 0 | 0 | 0 | 0 | 0 | 0 | 0 | 0 | 0 | 0 | 0 | 0 | 0 | 0 | 0 | 0 | 0 | 0 | 0 | 0 | 0 | 0 | 0 | 0 | 0 | 0 | 0 | 0 | 0 | 0 | 0 | 0 | 0 | 0 | 0 | 0 | 0 | 0 | 0 | 0 | 0 | 0 | 0 | 0 | 0 | 0 | 0 | 0 | 0 | 0 | 0 | 0 | 0 | 0 | 0 | 0 | 0 | 0 | 0 | 0 | 0 | 0 | 0 | 0 | 0 | 0 | 0 | 0 | 0 | 0 | 0 | 0 | 0 | 0 | 0 | 0 | 0 | 0 | 0 | 0 | 0 | 0 | 0 | 0 | 0 | 0 | 0 | 0 | [20 empty] | 8 | 2026 | 2026-06-01 | 2027-05-31 | 0
[382 empty] | 8 | 2027 | 2027-06-01 | 2028-05-31 | 0
RNS Price - $/kW-month |  | 20.3723 | 20.4178 | 20.4178 | 20.4178 | 20.4178 | 20.4178 | 20.4178 | 20.4178 | 20.4178 | 20.4178 | 20.4178 | 20.4178 | 21.2878 | 21.3341 | 21.3341 | 21.3341 | 21.3341 | 21.3341 | 21.3341 | 21.3341 | 21.3341 | 21.3341 | 21.3341 | 21.3341 | 21.8041 | 21.8514 | 21.8514 | 21.8514 | 21.8514 | 21.8514 | 21.8514 | 21.8514 | 21.8514 | 21.8514 | 21.8514 | 21.8514 | 22.1514 | 22.1996 | 22.1996 | 22.1996 | 22.1996 | 22.1996 | 22.1996 | 22.1996 | 22.1996 | 22.1996 | 22.1996 | 22.1996 | 22.4896 | 22.5388 | 22.5388 | 22.5388 | 22.5388 | 22.5388 | 22.5388 | 22.5388 | 22.5388 | 22.5388 | 22.5388 | 22.5388 | 22.8388 | 22.889 | 22.889 | 22.889 | 22.889 | 22.889 | 22.889 | 22.889 | 22.889 | 22.889 | 22.889 | 22.889 | 23.199 | 23.2502 | 23.2502 | 23.2502 | 23.2502 | 23.2502 | 23.2502 | 23.2502 | 23.2502 | 23.2502 | 23.2502 | 23.2502 | 23.5602 | 23.6124 | 23.6124 | 23.6124 | 23.6124 | 23.6124 | 23.6124 | 23.6124 | 23.6124 | 23.6124 | 23.6124 | 23.6124 | 23.9224 | 23.9756 | 23.9756 | 23.9756 | 23.9756 | 23.9756 | 23.9756 | 23.9756 | 23.9756 | 23.9756 | 23.9756 | 23.9756 | 24.2956 | 24.3499 | 24.3499 | 24.3499 | 24.3499 | 24.3499 | 24.3499 | 24.3499 | 24.3499 | 24.3499 | 24.3499 | 24.3499 | 24.6699 | 24.7253 | 24.7253 | 24.7253 | 24.7253 | 24.7253 | 24.7253 | 24.7253 | 24.7253 | 24.7253 | 24.7253 | 24.7253 | 25.0553 | 25.1118 | 25.1118 | 25.1118 | 25.1118 | 25.1118 | 25.1118 | 25.1118 | 25.1118 | 25.1118 | 25.1118 | 25.1118 | 25.4418 | 25.4995 | 25.4995 | 25.4995 | 25.4995 | 25.4995 | 25.4995 | 25.4995 | 25.4995 | 25.4995 | 25.4995 | 25.4995 | 25.8395 | 25.8983 | 25.8983 | 25.8983 | 25.8983 | 25.8983 | 25.8983 | 25.8983 | 25.8983 | 25.8983 | 25.8983 | 25.8983 | 26.2483 | 26.3082 | 26.3082 | 26.3082 | 26.3082 | 26.3082 | 26.3082 | 26.3082 | 26.3082 | 26.3082 | 26.3082 | 26.3082 | 26.6582 | 26.7194 | 26.7194 | 26.7194 | 26.7194 | 26.7194 | 26.7194 | 26.7194 | 26.7194 | 26.7194 | 26.7194 | 26.7194 | 27.0694 | 27.1318 | 27.1318 | 27.1318 | 27.1318 | 27.1318 | 27.1318 | 27.1318 | 27.1318 | 27.1318 | 27.1318 | 27.1318 | 27.4918 | 27.5554 | 27.5554 | 27.5554 | 27.5554 | 27.5554 | 27.5554 | 27.5554 | 27.5554 | 27.5554 | 27.5554 | 27.5554 | 27.9154 | 27.9803 | 27.9803 | 27.9803 | 27.9803 | 27.9803 | 27.9803 | 27.9803 | 27.9803 | 27.9803 | 27.9803 | 27.9803 | 28.3503 | 28.4165 | 28.4165 | 28.4165 | 28.4165 | 28.4165 | 28.4165 | 28.4165 | 28.4165 | 28.4165 | 28.4165 | 28.4165 | 28.7965 | 28.8641 | 28.8641 | 28.8641 | 28.8641 | 28.8641 | 28.8641 | 28.8641 | 28.8641 | 28.8641 | 28.8641 | 28.8641 | 29.2441 | 29.3129 | 29.3129 | 29.3129 | 29.3129 | 29.3129 | 29.3129 | 29.3129 | 29.3129 | 29.3129 | 29.3129 | 29.3129 | 29.7029 | 29.7732 | 29.7732 | 29.7732 | 29.7732 | 29.7732 | 29.7732 | 29.7732 | 29.7732 | 29.7732 | 29.7732 | 29.7732 | 30.1632 | 30.2349 | 30.2349 | 30.2349 | 30.2349 | 30.2349 | 30.2349 | 30.2349 | 30.2349 | 30.2349 | 30.2349 | 30.2349 | 30.6349 | 30.708 | 30.708 | 30.708 | 30.708 | 30.708 | 30.708 | 30.708 | 30.708 | 30.708 | 30.708 | 30.708 | 31.108 | 31.1825 | 31.1825 | 31.1825 | 31.1825 | 31.1825 | 31.1825 | 31.1825 | 31.1825 | 31.1825 | 31.1825 | 31.1825 | 31.5925 | 31.6686 | 31.6686 | 31.6686 | 31.6686 | 31.6686 | 31.6686 | 31.6686 | 31.6686 | 31.6686 | 31.6686 | 31.6686 | 32.0886 | 32.1661 | 32.1661 | 32.1661 | 32.1661 | 32.1661 | 32.1661 | 32.1661 | 32.1661 | 32.1661 | 32.1661 | 32.1661 | 32.5861 | 32.6653 | 32.6653 | 32.6653 | 32.6653 | 32.6653 | 32.6653 | 32.6653 | 32.6653 | 32.6653 | 0 | 0 | 0 | 0 | 0 | 0 | 0 | 0 | 0 | 0 | 0 | 0 | 0 | 0 | 0 | 0 | 0 | 0 | 0 | 0 | 0 | 0 | 0 | 0 | 0 | 0 | 0 | 0 | 0 | 0 | 0 | 0 | 0 | 0 | 8 | 2028 | 2028-06-01 | 2029-05-31 | 10.6
Capacity Price - $/kW-month |  | 3.58 | 3.58 | 3.58 | 3.58 | 3.58 | 4.11 | 4.11 | 4.11 | 4.11 | 4.11 | 4.11 | 4.11 | 4.11 | 4.11 | 4.11 | 4.11 | 4.11 | 4.8 | 4.8 | 4.8 | 4.8 | 4.8 | 4.8 | 4.8 | 4.8 | 4.8 | 4.8 | 4.8 | 4.8 | 4.03 | 4.03 | 4.03 | 4.03 | 4.03 | 4.03 | 4.03 | 4.03 | 4.03 | 4.03 | 4.03 | 4.03 | 4.15 | 4.15 | 4.15 | 4.15 | 4.15 | 4.15 | 4.15 | 4.15 | 4.15 | 4.15 | 4.15 | 4.15 | 4.2 | 4.2 | 4.2 | 4.2 | 4.2 | 4.2 | 4.2 | 4.2 | 4.2 | 4.2 | 4.2 | 4.2 | 4.31 | 4.31 | 4.31 | 4.31 | 4.31 | 4.31 | 4.31 | 4.31 | 4.31 | 4.31 | 4.31 | 4.31 | 4.9 | 4.9 | 4.9 | 4.9 | 4.9 | 4.9 | 4.9 | 4.9 | 4.9 | 4.9 | 4.9 | 4.9 | 5.61 | 5.61 | 5.61 | 5.61 | 5.61 | 5.61 | 5.61 | 5.61 | 5.61 | 5.61 | 5.61 | 5.61 | 5.79 | 5.79 | 5.79 | 5.79 | 5.79 | 5.79 | 5.79 | 5.79 | 5.79 | 5.79 | 5.79 | 5.79 | 6.81 | 6.81 | 6.81 | 6.81 | 6.81 | 6.81 | 6.81 | 6.81 | 6.81 | 6.81 | 6.81 | 6.81 | 8 | 8 | 8 | 8 | 8 | 8 | 8 | 8 | 8 | 8 | 8 | 8 | 9.75 | 9.75 | 9.75 | 9.75 | 9.75 | 9.75 | 9.75 | 9.75 | 9.75 | 9.75 | 9.75 | 9.75 | 9.9645 | 9.9645 | 9.9645 | 9.9645 | 9.9645 | 9.9645 | 9.9645 | 9.9645 | 9.9645 | 9.9645 | 9.9645 | 9.9645 | 10.1837 | 10.1837 | 10.1837 | 10.1837 | 10.1837 | 10.1837 | 10.1837 | 10.1837 | 10.1837 | 10.1837 | 10.1837 | 10.1837 | 10.4078 | 10.4078 | 10.4078 | 10.4078 | 10.4078 | 10.4078 | 10.4078 | 10.4078 | 10.4078 | 10.4078 | 10.4078 | 10.4078 | 10.6367 | 10.6367 | 10.6367 | 10.6367 | 10.6367 | 10.6367 | 10.6367 | 10.6367 | 10.6367 | 10.6367 | 10.6367 | 10.6367 | 10.8707 | 10.8707 | 10.8707 | 10.8707 | 10.8707 | 10.8707 | 10.8707 | 10.8707 | 10.8707 | 10.8707 | 10.8707 | 10.8707 | 11.1099 | 11.1099 | 11.1099 | 11.1099 | 11.1099 | 11.1099 | 11.1099 | 11.1099 | 11.1099 | 11.1099 | 11.1099 | 11.1099 | 11.3543 | 11.3543 | 11.3543 | 11.3543 | 11.3543 | 11.3543 | 11.3543 | 11.3543 | 11.3543 | 11.3543 | 11.3543 | 11.3543 | 11.6041 | 11.6041 | 11.6041 | 11.6041 | 11.6041 | 11.6041 | 11.6041 | 11.6041 | 11.6041 | 11.6041 | 11.6041 | 11.6041 | 11.8594 | 11.8594 | 11.8594 | 11.8594 | 11.8594 | 11.8594 | 11.8594 | 11.8594 | 11.8594 | 11.8594 | 11.8594 | 11.8594 | 12.1203 | 12.1203 | 12.1203 | 12.1203 | 12.1203 | 12.1203 | 12.1203 | 12.1203 | 12.1203 | 12.1203 | 12.1203 | 12.1203 | 12.387 | 12.387 | 12.387 | 12.387 | 12.387 | 12.387 | 12.387 | 12.387 | 12.387 | 12.387 | 12.387 | 12.387 | 12.6595 | 12.6595 | 12.6595 | 12.6595 | 12.6595 | 12.6595 | 12.6595 | 12.6595 | 12.6595 | 12.6595 | 12.6595 | 12.6595 | 12.938 | 12.938 | 12.938 | 12.938 | 12.938 | 12.938 | 12.938 | 12.938 | 12.938 | 12.938 | 12.938 | 12.938 | 13.2226 | 13.2226 | 13.2226 | 13.2226 | 13.2226 | 13.2226 | 13.2226 | 13.2226 | 13.2226 | 13.2226 | 13.2226 | 13.2226 | 13.5135 | 13.5135 | 13.5135 | 13.5135 | 13.5135 | 13.5135 | 13.5135 | 13.5135 | 13.5135 | 13.5135 | 13.5135 | 13.5135 | 13.8108 | 13.8108 | 13.8108 | 13.8108 | 13.8108 | 13.8108 | 13.8108 | 13.8108 | 13.8108 | 13.8108 | 13.8108 | 13.8108 | 14.1146 | 14.1146 | 14.1146 | 14.1146 | 14.1146 | 14.1146 | 14.1146 | 14.1146 | 14.1146 | 14.1146 | 14.1146 | 14.1146 | 0 | 0 | 0 | 0 | 0 | 0 | 0 | 0 | 0 | 0 | 0 | 0 | 0 | 0 | 0 | 0 | 0 | 0 | 0 | 0 | 0 | 0 | 0 | 0 | 0 | 0 | 0 | 8 | 2029 | 2029-06-01 | 2030-05-31 | 10.6
[382 empty] | 8 | 2030 | 2030-06-01 | 2031-05-31 | 10.5
Revenues | [381 empty] | 8 | 2031 | 2031-06-01 | 2032-05-31 | 10.5
Energy |  | 10.5735 | 10.6432 | 11.8433 | 12.8018 | 12.8612 | 13.7935 | 15.1329 | 15.4168 | 13.6301 | 12.9952 | 12.0126 | 11.892 | 10.5129 | 11.1719 | 12.2461 | 13.3975 | 13.832 | 14.1749 | 15.6429 | 15.9804 | 13.9043 | 13.9874 | 12.9592 | 12.2493 | 13.8234 | 14.0661 | 12.3787 | 12.748 | 12.875 | 13.0501 | 13.7207 | 12.8645 | 12.8132 | 12.716 | 12.42 | 12.2343 | 13.9324 | 13.9456 | 12.6969 | 13.0592 | 13.0828 | 13.2227 | 13.9044 | 13.1742 | 13.0256 | 13.0725 | 12.7797 | 12.3571 | 14.2948 | 14.3341 | 12.941 | 13.2383 | 13.4105 | 13.5719 | 14.0829 | 13.4085 | 13.2233 | 13.4279 | 12.8204 | 13.3982 | 14.9171 | 14.3221 | 13.2376 | 13.5176 | 13.6068 | 13.839 | 14.2693 | 13.8229 | 13.6371 | 13.7552 | 13.145 | 13.5962 | 15.2565 | 15.3908 | 13.4044 | 13.7654 | 13.7811 | 13.8051 | 14.3489 | 14.116 | 13.6778 | 14.0197 | 13.1227 | 14.9761 | 15.7512 | 15.4427 | 13.6921 | 13.999 | 13.9248 | 14.0282 | 14.5237 | 14.5233 | 13.8517 | 14.3825 | 13.6111 | 14.3496 | 15.9104 | 15.5991 | 13.8319 | 14.1417 | 14.0668 | 14.1712 | 14.6714 | 14.6709 | 13.993 | 14.5288 | 13.7501 | 14.4955 | 16.2286 | 15.9111 | 14.1085 | 14.4245 | 14.3481 | 14.4546 | 14.9648 | 14.9644 | 14.2728 | 14.8193 | 14.0251 | 14.7855 | 16.2488 | 15.9283 | 14.1089 | 14.4278 | 14.3507 | 14.4582 | 14.9732 | 14.9727 | 14.2747 | 14.8264 | 14.0246 | 14.7921 | 16.4287 | 16.1017 | 14.2459 | 14.5712 | 14.4926 | 14.6022 | 15.1275 | 15.127 | 14.4151 | 14.9777 | 14.16 | 14.9428 | 16.6092 | 16.2757 | 14.3828 | 14.7146 | 14.6344 | 14.7462 | 15.282 | 15.2815 | 14.5553 | 15.1293 | 14.2951 | 15.0937 | 16.3164 | 15.9798 | 14.0693 | 14.4042 | 14.3233 | 14.4361 | 14.9769 | 14.9764 | 14.2435 | 14.8227 | 13.9809 | 14.7868 | 16.0052 | 15.6656 | 13.7376 | 14.0756 | 13.9939 | 14.1078 | 14.6535 | 14.653 | 13.9133 | 14.4979 | 13.6484 | 14.4617 | 15.5398 | 15.1934 | 13.2268 | 13.5716 | 13.4882 | 13.6044 | 14.161 | 14.1605 | 13.4061 | 14.0023 | 13.1358 | 13.9654 | 13.9054 | 13.5558 | 11.5715 | 11.9193 | 11.8352 | 11.9525 | 12.5141 | 12.5136 | 11.7524 | 12.354 | 11.4796 | 12.3167 | 10.9144 | 10.5578 | 8.5338 | 8.8886 | 8.8029 | 8.9224 | 9.4953 | 9.4948 | 8.7183 | 9.332 | 8.4401 | 9.2939 | 6.9414 | 6.5817 | 4.5397 | 4.8976 | 4.8111 | 4.9317 | 5.5097 | 5.5092 | 4.7258 | 5.3449 | 4.4451 | 5.3066 | 2.1486 | 1.7817 | -0.30121 | 0.063924 | -0.024351 | 0.098691 | 0.68822 | 0.68773 | -0.11135 | 0.52017 | -0.39762 | 0.48101 | 0 | 0 | 0 | 0 | 0 | 0 | 0 | 0 | 0 | 0 | 0 | 0 | 0 | 0 | 0 | 0 | 0 | 0 | 0 | 0 | 0 | 0 | 0 | 0 | 0 | 0 | 0 | 0 | 0 | 0 | 0 | 0 | 0 | 0 | 0 | 0 | 0 | 0 | 0 | 0 | 0 | 0 | 0 | 0 | 0 | 0 | 0 | 0 | 0 | 0 | 0 | 0 | 0 | 0 | 0 | 0 | 0 | 0 | 0 | 0 | 0 | 0 | 0 | 0 | 0 | 0 | 0 | 0 | 0 | 0 | 0 | 0 | 0 | 0 | 0 | 0 | 0 | 0 | 0 | 0 | 0 | 0 | 0 | 0 | 0 | 0 | 0 | 0 | 0 | 0 | 0 | 0 | 0 | 0 | 0 | 0 | 0 | 0 | 0 | 0 | 0 | 0 | 0 | 0 | 0 | 0 | 0 | 0 | 0 | 0 | 0 | 0 | 0 | 0 | 0 | 0 | 0 | 0 | 0 | 0 | [20 empty] | 8 | 2032 | 2032-06-01 | 2033-05-31 | 10.5
Rate 1 |  | 5.3422 | 5.3422 | 5.3422 | 5.3422 | 5.3422 | 5.3422 | 5.3422 | 5.3422 | 5.3422 | 5.3422 | 5.3422 | 5.3422 | 5.4491 | 5.4491 | 5.4491 | 5.4491 | 5.4491 | 5.4491 | 5.4491 | 5.4491 | 5.4491 | 5.4491 | 5.4491 | 5.4491 | 5.45 | 5.45 | 5.45 | 5.45 | 5.45 | 5.45 | 5.45 | 5.45 | 5.45 | 5.45 | 5.45 | 5.45 | 5.559 | 5.559 | 5.559 | 5.559 | 5.559 | 5.559 | 5.559 | 5.559 | 5.559 | 5.559 | 5.559 | 5.559 | 5.6702 | 5.6702 | 5.6702 | 5.6702 | 5.6702 | 5.6702 | 5.6702 | 5.6702 | 5.6702 | 5.6702 | 5.6702 | 5.6702 | 5.7836 | 5.7836 | 5.7836 | 5.7836 | 5.7836 | 5.7836 | 5.7836 | 5.7836 | 5.7836 | 5.7836 | 5.7836 | 5.7836 | 5.7835 | 5.7835 | 5.7835 | 5.7835 | 5.7835 | 5.7835 | 5.7835 | 5.7835 | 5.7835 | 5.7835 | 5.7835 | 5.7835 | 5.8991 | 5.8991 | 5.8991 | 5.8991 | 5.8991 | 5.8991 | 5.8991 | 5.8991 | 5.8991 | 5.8991 | 5.8991 | 5.8991 | 5.8978 | 5.8978 | 5.8978 | 5.8978 | 5.8978 | 5.8978 | 5.8978 | 5.8978 | 5.8978 | 5.8978 | 5.8978 | 5.8978 | 6.0158 | 6.0158 | 6.0158 | 6.0158 | 6.0158 | 6.0158 | 6.0158 | 6.0158 | 6.0158 | 6.0158 | 6.0158 | 6.0158 | 5.9543 | 5.9543 | 5.9543 | 5.9543 | 5.9543 | 5.9543 | 5.9543 | 5.9543 | 5.9543 | 5.9543 | 5.9543 | 5.9543 | 6.0132 | 6.0132 | 6.0132 | 6.0132 | 6.0132 | 6.0132 | 6.0132 | 6.0132 | 6.0132 | 6.0132 | 6.0132 | 6.0132 | 6.0721 | 6.0721 | 6.0721 | 6.0721 | 6.0721 | 6.0721 | 6.0721 | 6.0721 | 6.0721 | 6.0721 | 6.0721 | 6.0721 | 5.8808 | 5.8808 | 5.8808 | 5.8808 | 5.8808 | 5.8808 | 5.8808 | 5.8808 | 5.8808 | 5.8808 | 5.8808 | 5.8808 | 5.6847 | 5.6847 | 5.6847 | 5.6847 | 5.6847 | 5.6847 | 5.6847 | 5.6847 | 5.6847 | 5.6847 | 5.6847 | 5.6847 | 5.4798 | 5.4798 | 5.4798 | 5.4798 | 5.4798 | 5.4798 | 5.4798 | 5.4798 | 5.4798 | 5.4798 | 5.4798 | 5.4798 | 4.7578 | 4.7578 | 4.7578 | 4.7578 | 4.7578 | 4.7578 | 4.7578 | 4.7578 | 4.7578 | 4.7578 | 4.7578 | 4.7578 | 3.5413 | 3.5413 | 3.5413 | 3.5413 | 3.5413 | 3.5413 | 3.5413 | 3.5413 | 3.5413 | 3.5413 | 3.5413 | 3.5413 | 1.9188 | 1.9188 | 1.9188 | 1.9188 | 1.9188 | 1.9188 | 1.9188 | 1.9188 | 1.9188 | 1.9188 | 1.9188 | 1.9188 | 0 | 0 | 0 | 0 | 0 | 0 | 0 | 0 | 0 | 0 | 0 | 0 | 0 | 0 | 0 | 0 | 0 | 0 | 0 | 0 | 0 | 0 | 0 | 0 | 0 | 0 | 0 | 0 | 0 | 0 | 0 | 0 | 0 | 0 | 0 | 0 | 0 | 0 | 0 | 0 | 0 | 0 | 0 | 0 | 0 | 0 | 0 | 0 | 0 | 0 | 0 | 0 | 0 | 0 | 0 | 0 | 0 | 0 | 0 | 0 | 0 | 0 | 0 | 0 | 0 | 0 | 0 | 0 | 0 | 0 | 0 | 0 | 0 | 0 | 0 | 0 | 0 | 0 | 0 | 0 | 0 | 0 | 0 | 0 | 0 | 0 | 0 | 0 | 0 | 0 | 0 | 0 | 0 | 0 | 0 | 0 | 0 | 0 | 0 | 0 | 0 | 0 | 0 | 0 | 0 | 0 | 0 | 0 | 0 | 0 | 0 | 0 | 0 | 0 | 0 | 0 | 0 | 0 | 0 | 0 | 0 | 0 | 0 | 0 | 0 | 0 | 0 | 0 | 0 | 0 | 0 | 0
Frequency |  | 13.1277 | 13.1277 | 13.1277 | 13.1277 | 13.1277 | 13.1277 | 13.1277 | 13.1277 | 13.1277 | 13.1277 | 13.1277 | 13.1277 | 11.1585 | 11.1585 | 11.1585 | 11.1585 | 11.1585 | 11.1585 | 11.1585 | 11.1585 | 11.1585 | 11.1585 | 11.1585 | 11.1585 | 9.3953 | 9.3953 | 9.3953 | 9.3953 | 9.3953 | 9.3953 | 9.3953 | 9.3953 | 9.3953 | 9.3953 | 9.3953 | 9.3953 | 7.986 | 7.986 | 7.986 | 7.986 | 7.986 | 7.986 | 7.986 | 7.986 | 7.986 | 7.986 | 7.986 | 7.986 | 6.7881 | 6.7881 | 6.7881 | 6.7881 | 6.7881 | 6.7881 | 6.7881 | 6.7881 | 6.7881 | 6.7881 | 6.7881 | 6.7881 | 5.7699 | 5.7699 | 5.7699 | 5.7699 | 5.7699 | 5.7699 | 5.7699 | 5.7699 | 5.7699 | 5.7699 | 5.7699 | 5.7699 | 4.8577 | 4.8577 | 4.8577 | 4.8577 | 4.8577 | 4.8577 | 4.8577 | 4.8577 | 4.8577 | 4.8577 | 4.8577 | 4.8577 | 0 | 0 | 0 | 0 | 0 | 0 | 0 | 0 | 0 | 0 | 0 | 0 | 0 | 0 | 0 | 0 | 0 | 0 | 0 | 0 | 0 | 0 | 0 | 0 | 0 | 0 | 0 | 0 | 0 | 0 | 0 | 0 | 0 | 0 | 0 | 0 | 0 | 0 | 0 | 0 | 0 | 0 | 0 | 0 | 0 | 0 | 0 | 0 | 0 | 0 | 0 | 0 | 0 | 0 | 0 | 0 | 0 | 0 | 0 | 0 | 0 | 0 | 0 | 0 | 0 | 0 | 0 | 0 | 0 | 0 | 0 | 0 | 0 | 0 | 0 | 0 | 0 | 0 | 0 | 0 | 0 | 0 | 0 | 0 | 0 | 0 | 0 | 0 | 0 | 0 | 0 | 0 | 0 | 0 | 0 | 0 | 0 | 0 | 0 | 0 | 0 | 0 | 0 | 0 | 0 | 0 | 0 | 0 | 0 | 0 | 0 | 0 | 0 | 0 | 0 | 0 | 0 | 0 | 0 | 0 | 0 | 0 | 0 | 0 | 0 | 0 | 0 | 0 | 0 | 0 | 0 | 0 | 0 | 0 | 0 | 0 | 0 | 0 | 0 | 0 | 0 | 0 | 0 | 0 | 0 | 0 | 0 | 0 | 0 | 0 | 0 | 0 | 0 | 0 | 0 | 0 | 0 | 0 | 0 | 0 | 0 | 0 | 0 | 0 | 0 | 0 | 0 | 0 | 0 | 0 | 0 | 0 | 0 | 0 | 0 | 0 | 0 | 0 | 0 | 0 | 0 | 0 | 0 | 0 | 0 | 0 | 0 | 0 | 0 | 0 | 0 | 0 | 0 | 0 | 0 | 0 | 0 | 0 | 0 | 0 | 0 | 0 | 0 | 0 | 0 | 0 | 0 | 0 | 0 | 0 | 0 | 0 | 0 | 0 | 0 | 0 | 0 | 0 | 0 | 0 | 0 | 0 | 0 | 0 | 0 | 0 | 0 | 0 | 0 | 0 | 0 | 0 | 0 | 0 | 0 | 0 | 0 | 0 | 0 | 0 | 0 | 0 | 0 | 0 | 0 | 0 | 0 | 0 | 0 | 0 | 0 | 0 | 0 | 0 | 0 | 0 | 0 | 0 | 0 | 0 | 0 | 0 | 0 | 0 | 0 | 0 | 0 | 0 | 0 | 0 | 0 | 0 | 0 | 0 | 0 | 0
T&D Deferral |  | 0 | 0 | 0 | 0 | 0 | 0 | 0 | 0 | 0 | 0 | 0 | 0 | 0 | 0 | 0 | 0 | 0 | 0 | 0 | 0 | 0 | 0 | 0 | 0 | 0 | 0 | 0 | 0 | 0 | 0 | 0 | 0 | 0 | 0 | 0 | 0 | 0 | 0 | 0 | 0 | 0 | 0 | 0 | 0 | 0 | 0 | 0 | 0 | 0 | 0 | 0 | 0 | 0 | 0 | 0 | 0 | 0 | 0 | 0 | 0 | 0 | 0 | 0 | 0 | 0 | 0 | 0 | 0 | 0 | 0 | 0 | 0 | 73.6667 | 73.6667 | 73.6667 | 73.6667 | 73.6667 | 73.6667 | 73.6667 | 73.6667 | 73.6667 | 73.6667 | 73.6667 | 73.6667 | 73.6667 | 73.6667 | 73.6667 | 73.6667 | 73.6667 | 73.6667 | 73.6667 | 73.6667 | 73.6667 | 73.6667 | 73.6667 | 73.6667 | 0 | 0 | 0 | 0 | 0 | 0 | 0 | 0 | 0 | 0 | 0 | 0 | 0 | 0 | 0 | 0 | 0 | 0 | 0 | 0 | 0 | 0 | 0 | 0 | 0 | 0 | 0 | 0 | 0 | 0 | 0 | 0 | 0 | 0 | 0 | 0 | 0 | 0 | 0 | 0 | 0 | 0 | 0 | 0 | 0 | 0 | 0 | 0 | 0 | 0 | 0 | 0 | 0 | 0 | 0 | 0 | 0 | 0 | 0 | 0 | 0 | 0 | 0 | 0 | 0 | 0 | 0 | 0 | 0 | 0 | 0 | 0 | 0 | 0 | 0 | 0 | 0 | 0 | 0 | 0 | 0 | 0 | 0 | 0 | 0 | 0 | 0 | 0 | 0 | 0 | 0 | 0 | 0 | 0 | 0 | 0 | 0 | 0 | 0 | 0 | 0 | 0 | 0 | 0 | 0 | 0 | 0 | 0 | 0 | 0 | 0 | 0 | 0 | 0 | 0 | 0 | 0 | 0 | 0 | 0 | 0 | 0 | 0 | 0 | 0 | 0 | 0 | 0 | 0 | 0 | 0 | 0 | 0 | 0 | 0 | 0 | 0 | 0 | 0 | 0 | 0 | 0 | 0 | 0 | 0 | 0 | 0 | 0 | 0 | 0 | 0 | 0 | 0 | 0 | 0 | 0 | 0 | 0 | 0 | 0 | 0 | 0 | 0 | 0 | 0 | 0 | 0 | 0 | 0 | 0 | 0 | 0 | 0 | 0 | 0 | 0 | 0 | 0 | 0 | 0 | 0 | 0 | 0 | 0 | 0 | 0 | 0 | 0 | 0 | 0 | 0 | 0 | 0 | 0 | 0 | 0 | 0 | 0 | 0 | 0 | 0 | 0 | 0 | 0 | 0 | 0 | 0 | 0 | 0 | 0 | 0 | 0 | 0 | 0 | 0 | 0 | 0 | 0 | 0 | 0 | 0 | 0 | 0 | 0 | 0 | 0 | 0 | 0 | 0 | 0 | 0 | 0 | 0 | 0 | 0 | 0 | 0 | 0 | 0 | 0 | 0 | 0 | 0 | 0 | 0 | 0 | 0 | 0 | 0 | 0 | 0 | 0 | 0 | 0 | 0 | 0 | 0 | 0 | 0 | 0 | 0 | 0 | 0 | 0 | 0 | 0 | 0 | 0 | 0 | 0 | 0 | 0 | 0 | 0 | 0 | 0 | 0 | 0 | 0 | 0 | 0 | 0 | 0 | 0
Power Factor/VAR support |  | 0 | 0 | 0 | 0 | 0 | 0 | 0 | 0 | 0 | 0 | 0 | 0 | 0 | 0 | 0 | 0 | 0 | 0 | 0 | 0 | 0 | 0 | 0 | 0 | 0 | 0 | 0 | 0 | 0 | 0 | 0 | 0 | 0 | 0 | 0 | 0 | 0 | 0 | 0 | 0 | 0 | 0 | 0 | 0 | 0 | 0 | 0 | 0 | 0 | 0 | 0 | 0 | 0 | 0 | 0 | 0 | 0 | 0 | 0 | 0 | 0 | 0 | 0 | 0 | 0 | 0 | 0 | 0 | 0 | 0 | 0 | 0 | 0 | 0 | 0 | 0 | 0 | 0 | 0 | 0 | 0 | 0 | 0 | 0 | 0 | 0 | 0 | 0 | 0 | 0 | 0 | 0 | 0 | 0 | 0 | 0 | 0 | 0 | 0 | 0 | 0 | 0 | 0 | 0 | 0 | 0 | 0 | 0 | 0 | 0 | 0 | 0 | 0 | 0 | 0 | 0 | 0 | 0 | 0 | 0 | 0 | 0 | 0 | 0 | 0 | 0 | 0 | 0 | 0 | 0 | 0 | 0 | 0 | 0 | 0 | 0 | 0 | 0 | 0 | 0 | 0 | 0 | 0 | 0 | 0 | 0 | 0 | 0 | 0 | 0 | 0 | 0 | 0 | 0 | 0 | 0 | 0 | 0 | 0 | 0 | 0 | 0 | 0 | 0 | 0 | 0 | 0 | 0 | 0 | 0 | 0 | 0 | 0 | 0 | 0 | 0 | 0 | 0 | 0 | 0 | 0 | 0 | 0 | 0 | 0 | 0 | 0 | 0 | 0 | 0 | 0 | 0 | 0 | 0 | 0 | 0 | 0 | 0 | 0 | 0 | 0 | 0 | 0 | 0 | 0 | 0 | 0 | 0 | 0 | 0 | 0 | 0 | 0 | 0 | 0 | 0 | 0 | 0 | 0 | 0 | 0 | 0 | 0 | 0 | 0 | 0 | 0 | 0 | 0 | 0 | 0 | 0 | 0 | 0 | 0 | 0 | 0 | 0 | 0 | 0 | 0 | 0 | 0 | 0 | 0 | 0 | 0 | 0 | 0 | 0 | 0 | 0 | 0 | 0 | 0 | 0 | 0 | 0 | 0 | 0 | 0 | 0 | 0 | 0 | 0 | 0 | 0 | 0 | 0 | 0 | 0 | 0 | 0 | 0 | 0 | 0 | 0 | 0 | 0 | 0 | 0 | 0 | 0 | 0 | 0 | 0 | 0 | 0 | 0 | 0 | 0 | 0 | 0 | 0 | 0 | 0 | 0 | 0 | 0 | 0 | 0 | 0 | 0 | 0 | 0 | 0 | 0 | 0 | 0 | 0 | 0 | 0 | 0 | 0 | 0 | 0 | 0 | 0 | 0 | 0 | 0 | 0 | 0 | 0 | 0 | 0 | 0 | 0 | 0 | 0 | 0 | 0 | 0 | 0 | 0 | 0 | 0 | 0 | 0 | 0 | 0 | 0 | 0 | 0 | 0 | 0 | 0 | 0 | 0 | 0 | 0 | 0 | 0 | 0 | 0 | 0 | 0 | 0 | 0 | 0 | 0 | 0 | 0 | 0 | 0 | 0 | 0 | 0 | 0 | 0 | 0 | 0 | 0 | 0 | 0 | 0 | 0 | 0 | 0 | 0
Capacity |  | 0 | 0 | 0 | 0 | 0 | 39.93 | 39.93 | 39.93 | 39.93 | 39.93 | 39.93 | 39.93 | 37.93 | 37.93 | 37.93 | 37.93 | 37.93 | 44.3 | 44.3 | 44.3 | 44.3 | 44.3 | 44.3 | 44.3 | 42.08 | 42.08 | 42.08 | 42.08 | 42.08 | 35 | 35 | 35 | 35 | 35 | 35 | 35 | 33.25 | 33.25 | 33.25 | 33.25 | 33.25 | 34.24 | 34.24 | 34.24 | 34.24 | 34.24 | 34.24 | 34.24 | 32.53 | 32.53 | 32.53 | 32.53 | 32.53 | 32.92 | 32.92 | 32.92 | 32.92 | 32.92 | 32.92 | 32.92 | 31.27 | 31.27 | 31.27 | 31.27 | 31.27 | 32.09 | 32.09 | 32.09 | 32.09 | 32.09 | 32.09 | 32.09 | 30.49 | 30.49 | 30.49 | 30.49 | 30.49 | 34.33 | 34.33 | 34.33 | 34.33 | 34.33 | 34.33 | 34.33 | 32.61 | 32.61 | 32.61 | 32.61 | 32.61 | 37.34 | 37.34 | 37.34 | 37.34 | 37.34 | 37.34 | 37.34 | 35.47 | 35.47 | 35.47 | 35.47 | 35.47 | 36.26 | 36.26 | 36.26 | 36.26 | 36.26 | 36.26 | 36.26 | 34.44 | 34.44 | 34.44 | 34.44 | 34.44 | 40.51 | 40.51 | 40.51 | 40.51 | 40.51 | 40.51 | 40.51 | 38.49 | 38.49 | 38.49 | 38.49 | 38.49 | 44.34 | 44.34 | 44.34 | 44.34 | 44.34 | 44.34 | 44.34 | 42.12 | 42.12 | 42.12 | 42.12 | 42.12 | 50.83 | 50.83 | 50.83 | 50.83 | 50.83 | 50.83 | 50.83 | 48.28 | 48.28 | 48.28 | 48.28 | 48.28 | 48.86 | 48.86 | 48.86 | 48.86 | 48.86 | 48.86 | 48.86 | 46.41 | 46.41 | 46.41 | 46.41 | 46.41 | 45.51 | 45.51 | 45.51 | 45.51 | 45.51 | 45.51 | 45.51 | 43.24 | 43.24 | 43.24 | 43.24 | 43.24 | 42.33 | 42.33 | 42.33 | 42.33 | 42.33 | 42.33 | 42.33 | 40.22 | 40.22 | 40.22 | 40.22 | 40.22 | 38.85 | 38.85 | 38.85 | 38.85 | 38.85 | 38.85 | 38.85 | 36.9 | 36.9 | 36.9 | 36.9 | 36.9 | 32.45 | 32.45 | 32.45 | 32.45 | 32.45 | 32.45 | 32.45 | 30.83 | 30.83 | 30.83 | 30.83 | 30.83 | 22.99 | 22.99 | 22.99 | 22.99 | 22.99 | 22.99 | 22.99 | 21.84 | 21.84 | 21.84 | 21.84 | 21.84 | 11.99 | 11.99 | 11.99 | 11.99 | 11.99 | 11.99 | 11.99 | 11.39 | 11.39 | 11.39 | 11.39 | 11.39 | 0 | 0 | 0 | 0 | 0 | 0 | 0 | 0 | 0 | 0 | 0 | 0 | 0 | 0 | 0 | 0 | 0 | 0 | 0 | 0 | 0 | 0 | 0 | 0 | 0 | 0 | 0 | 0 | 0 | 0 | 0 | 0 | 0 | 0 | 0 | 0 | 0 | 0 | 0 | 0 | 0 | 0 | 0 | 0 | 0 | 0 | 0 | 0 | 0 | 0 | 0 | 0 | 0 | 0 | 0 | 0 | 0 | 0 | 0 | 0 | 0 | 0 | 0 | 0 | 0 | 0 | 0 | 0 | 0 | 0 | 0 | 0 | 0 | 0 | 0 | 0 | 0 | 0 | 0 | 0 | 0 | 0 | 0 | 0 | 0 | 0 | 0 | 0 | 0 | 0 | 0 | 0 | 0 | 0 | 0 | 0 | 0 | 0 | 0 | 0 | 0 | 0 | 0 | 0 | 0 | 0 | 0 | 0 | 0 | 0 | 0 | 0 | 0 | 0 | 0 | 0 | 0 | 0 | 0 | 0 | 0 | 0 | 0 | 0 | 0 | 0 | 0 | 0 | 0 | 0 | 0 | 0 | 0 | 0 | 0 | 0 | 0 | 0 | 0 | 0 | 0 | 0 | 0 | 0 | 0 | 0 | 0 | 8 | 2033 | 2033-06-01 | 2034-05-31 | 10.5
RNS |  | 0 | 121.16 | 121.16 | 121.16 | 121.16 | 121.16 | 121.16 | 121.16 | 121.16 | 121.16 | 121.16 | 121.16 | 119.38 | 119.64 | 119.64 | 119.64 | 119.64 | 119.64 | 119.64 | 119.64 | 119.64 | 119.64 | 119.64 | 119.64 | 115.56 | 114.72 | 114.72 | 114.72 | 114.72 | 114.72 | 114.72 | 114.72 | 114.72 | 114.72 | 114.72 | 114.72 | 109.89 | 110.13 | 110.13 | 110.13 | 110.13 | 110.13 | 110.13 | 110.13 | 110.13 | 110.13 | 110.13 | 110.13 | 105.43 | 105.66 | 105.66 | 105.66 | 105.66 | 105.66 | 105.66 | 105.66 | 105.66 | 105.66 | 105.66 | 105.66 | 101.18 | 101.4 | 101.4 | 101.4 | 101.4 | 101.4 | 101.4 | 101.4 | 101.4 | 101.4 | 101.4 | 101.4 | 97.11 | 96.42 | 96.42 | 96.42 | 96.42 | 96.42 | 96.42 | 96.42 | 96.42 | 96.42 | 96.42 | 96.42 | 92.33 | 92.54 | 92.54 | 92.54 | 92.54 | 92.54 | 92.54 | 92.54 | 92.54 | 92.54 | 92.54 | 92.54 | 88.58 | 87.92 | 87.92 | 87.92 | 87.92 | 87.92 | 87.92 | 87.92 | 87.92 | 87.92 | 87.92 | 87.92 | 84.21 | 84.4 | 84.4 | 84.4 | 84.4 | 84.4 | 84.4 | 84.4 | 84.4 | 84.4 | 84.4 | 84.4 | 80.79 | 79.42 | 79.42 | 79.42 | 79.42 | 79.42 | 79.42 | 79.42 | 79.42 | 79.42 | 79.42 | 79.42 | 76.04 | 75.46 | 75.46 | 75.46 | 75.46 | 75.46 | 75.46 | 75.46 | 75.46 | 75.46 | 75.46 | 75.46 | 72.25 | 71.68 | 71.68 | 71.68 | 71.68 | 71.68 | 71.68 | 71.68 | 71.68 | 71.68 | 71.68 | 71.68 | 68.66 | 66.01 | 66.01 | 66.01 | 66.01 | 66.01 | 66.01 | 66.01 | 66.01 | 66.01 | 66.01 | 66.01 | 63.23 | 60.72 | 60.72 | 60.72 | 60.72 | 60.72 | 60.72 | 60.72 | 60.72 | 60.72 | 60.72 | 60.72 | 58.14 | 55.07 | 55.07 | 55.07 | 55.07 | 55.07 | 55.07 | 55.07 | 55.07 | 55.07 | 55.07 | 55.07 | 52.73 | 45.47 | 45.47 | 45.47 | 45.47 | 45.47 | 45.47 | 45.47 | 45.47 | 45.47 | 45.47 | 45.47 | 43.55 | 31.85 | 31.85 | 31.85 | 31.85 | 31.85 | 31.85 | 31.85 | 31.85 | 31.85 | 31.85 | 31.85 | 30.48 | 16.4 | 16.4 | 16.4 | 16.4 | 16.4 | 16.4 | 16.4 | 16.4 | 16.4 | 16.4 | 16.4 | 15.71 | 0 | 0 | 0 | 0 | 0 | 0 | 0 | 0 | 0 | 0 | 0 | 0 | 0 | 0 | 0 | 0 | 0 | 0 | 0 | 0 | 0 | 0 | 0 | 0 | 0 | 0 | 0 | 0 | 0 | 0 | 0 | 0 | 0 | 0 | 0 | 0 | 0 | 0 | 0 | 0 | 0 | 0 | 0 | 0 | 0 | 0 | 0 | 0 | 0 | 0 | 0 | 0 | 0 | 0 | 0 | 0 | 0 | 0 | 0 | 0 | 0 | 0 | 0 | 0 | 0 | 0 | 0 | 0 | 0 | 0 | 0 | 0 | 0 | 0 | 0 | 0 | 0 | 0 | 0 | 0 | 0 | 0 | 0 | 0 | 0 | 0 | 0 | 0 | 0 | 0 | 0 | 0 | 0 | 0 | 0 | 0 | 0 | 0 | 0 | 0 | 0 | 0 | 0 | 0 | 0 | 0 | 0 | 0 | 0 | 0 | 0 | 0 | 0 | 0 | 0 | 0 | 0 | 0 | 0 | 0 | 0 | 0 | 0 | 0 | 0 | 0 | 0 | 0 | 0 | 0 | 0 | 0 | 0 | 0 | 0 | 0 | 0 | 0 | 0 | 0 | 0 | 0 | 0 | 0 | 0 | 0 | 0 | 0 | 0 | 0 | 0 | 8 | 2034 | 2034-06-01 | 2035-05-31 | 10.4
Total Revenues |  | 29.0434 | 150.2731 | 151.4732 | 152.4317 | 152.4911 | 193.3534 | 194.6928 | 194.9767 | 193.19 | 192.5551 | 191.5725 | 191.4519 | 184.4305 | 185.3495 | 186.4237 | 187.5751 | 188.0096 | 194.7225 | 196.1905 | 196.528 | 194.4519 | 194.535 | 193.5068 | 192.7969 | 186.3087 | 185.7114 | 184.024 | 184.3933 | 184.5203 | 177.6154 | 178.2859 | 177.4298 | 177.3785 | 177.2813 | 176.9852 | 176.7996 | 170.6173 | 170.8705 | 169.6219 | 169.9842 | 170.0078 | 171.1377 | 171.8194 | 171.0892 | 170.9405 | 170.9875 | 170.6947 | 170.272 | 164.713 | 164.9824 | 163.5892 | 163.8866 | 164.0587 | 164.6102 | 165.1211 | 164.4468 | 164.2616 | 164.4662 | 163.8587 | 164.4365 | 158.9206 | 158.5455 | 157.4611 | 157.7411 | 157.8302 | 158.8824 | 159.3128 | 158.8664 | 158.6805 | 158.7987 | 158.1885 | 158.6396 | 227.1643 | 226.6086 | 224.6222 | 224.9832 | 224.9989 | 228.8629 | 229.4067 | 229.1738 | 228.7356 | 229.0775 | 228.1805 | 230.0339 | 220.2569 | 220.1585 | 218.4079 | 218.7148 | 218.6406 | 223.474 | 223.9695 | 223.9691 | 223.2975 | 223.8283 | 223.0569 | 223.7954 | 145.8582 | 144.8869 | 143.1197 | 143.4295 | 143.3546 | 144.249 | 144.7492 | 144.7487 | 144.0708 | 144.6066 | 143.8279 | 144.5734 | 140.8944 | 140.7668 | 138.9643 | 139.2803 | 139.2039 | 145.3804 | 145.8905 | 145.8901 | 145.1986 | 145.7451 | 144.9508 | 145.7112 | 141.4831 | 139.7926 | 137.9731 | 138.2921 | 138.215 | 144.1724 | 144.6874 | 144.687 | 143.989 | 144.5406 | 143.7389 | 144.5064 | 140.6019 | 139.6949 | 137.8391 | 138.1644 | 138.0858 | 146.9054 | 147.4307 | 147.4302 | 146.7183 | 147.281 | 146.4632 | 147.2461 | 143.2114 | 142.3079 | 140.4149 | 140.7467 | 140.6665 | 141.3583 | 141.8941 | 141.8937 | 141.1675 | 141.7414 | 140.9073 | 141.7058 | 137.2672 | 134.2806 | 132.3701 | 132.705 | 132.6241 | 131.8369 | 132.3777 | 132.3772 | 131.6443 | 132.2235 | 131.3817 | 132.1876 | 128.1599 | 125.3103 | 123.3823 | 123.7203 | 123.6386 | 122.8425 | 123.3882 | 123.3877 | 122.6481 | 123.2326 | 122.3831 | 123.1964 | 119.3796 | 115.9632 | 113.9966 | 114.3414 | 114.258 | 113.0042 | 113.5608 | 113.5603 | 112.8059 | 113.4021 | 112.5356 | 113.3652 | 108.2931 | 100.6836 | 98.6993 | 99.0471 | 98.963 | 94.6302 | 95.1919 | 95.1914 | 94.4301 | 95.0318 | 94.1574 | 94.9945 | 88.8357 | 76.7791 | 74.7552 | 75.11 | 75.0242 | 67.3038 | 67.8766 | 67.8761 | 67.0997 | 67.7133 | 66.8215 | 67.6753 | 61.1802 | 46.7405 | 44.6984 | 45.0564 | 44.9699 | 35.2405 | 35.8185 | 35.818 | 35.0346 | 35.6537 | 34.7539 | 35.6153 | 29.2486 | 13.1717 | 11.0888 | 11.4539 | 11.3656 | 0.098691 | 0.68822 | 0.68773 | -0.11135 | 0.52017 | -0.39762 | 0.48101 | 0 | 0 | 0 | 0 | 0 | 0 | 0 | 0 | 0 | 0 | 0 | 0 | 0 | 0 | 0 | 0 | 0 | 0 | 0 | 0 | 0 | 0 | 0 | 0 | 0 | 0 | 0 | 0 | 0 | 0 | 0 | 0 | 0 | 0 | 0 | 0 | 0 | 0 | 0 | 0 | 0 | 0 | 0 | 0 | 0 | 0 | 0 | 0 | 0 | 0 | 0 | 0 | 0 | 0 | 0 | 0 | 0 | 0 | 0 | 0 | 0 | 0 | 0 | 0 | 0 | 0 | 0 | 0 | 0 | 0 | 0 | 0 | 0 | 0 | 0 | 0 | 0 | 0 | 0 | 0 | 0 | 0 | 0 | 0 | 0 | 0 | 0 | 0 | 0 | 0 | 0 | 0 | 0 | 0 | 0 | 0 | 0 | 0 | 0 | 0 | 0 | 0 | 0 | 0 | 0 | 0 | 0 | 0 | 0 | 0 | 0 | 0 | 0 | 0 | 0 | 0 | 0 | 0 | 0 | 0 | 0 | 0 | 0 | 0 | 0 | 0 | 0 | 0 | 0 | 0 | 0 | 0 | 0 | 0 | 0 | 0 | 0 | 0 | 0 | 0 | 8 | 2035 | 2035-06-01 | 2036-05-31 | 10.4
[382 empty] | 8 | 2036 | 2036-06-01 | 2037-05-31 | 10.3
Year 3 installs | NPV | 1: 1; 2: 2; 3: 3; 4: 4; 5: 5; 6: 6; 7: 7; 8: 8; 9: 9; 10: 10; 11: 11; 12: 12; 1: 13; 2: 14; 3: 15; 4: 16; 5: 17; 6: 18; 7: 19; 8: 20; 9: 21; 10: 22; 11: 23; 12: 24; 1: 25; 2: 26; 3: 27; 4: 28; 5: 29; 6: 30 | 8 | 2037 | 2037-06-01 | 2038-05-31 | 10.3
Revenues | [381 empty] | 8 | 2038 | 2038-06-01 | 2039-05-31 | 10.1
Energy | 1741.2503 | 1: 153.596; 2: 160.0588; 3: 155.71; 4: 158.253; 5: 162.1517; 6: 165.666; 7: 169.6646; 8: 172.0801; 9: 173.8306; 10: 177.3072; 11: 177.3864; 12: 179.1924; 1: 180.9997; 2: 177.3164; 3: 173.4134; 4: 167.4552; 5: 147.6701; 6: 111.3945; 7: 63.5447; 8: 5.6355; 9: 0; 10: 0; 11: 0; 12: 0; 1: 0; 2: 0; 3: 0; 4: 0; 5: 0; 6: 0 | 8 | 2039 | 2039-06-01 | 2040-05-31 | 10
Rate 1 | 710.399 | 1: 64.1067; 2: 65.3888; 3: 65.4; 4: 66.708; 5: 68.0422; 6: 69.4031; 7: 69.4014; 8: 70.7895; 9: 70.7737; 10: 72.1892; 11: 71.4511; 12: 72.1586; 1: 72.8657; 2: 70.5693; 3: 68.2164; 4: 65.7577; 5: 57.0932; 6: 42.4959; 7: 23.0253; 8: 0; 9: 0; 10: 0; 11: 0; 12: 0; 1: 0; 2: 0; 3: 0; 4: 0; 5: 0; 6: 0
Frequency | 578.7181 | 1: 157.5321; 2: 133.9023; 3: 112.7432; 4: 95.8317; 5: 81.457; 6: 69.2384; 7: 58.2921; 8: 0; 9: 0; 10: 0; 11: 0; 12: 0; 1: 0; 2: 0; 3: 0; 4: 0; 5: 0; 6: 0; 7: 0; 8: 0; 9: 0; 10: 0; 11: 0; 12: 0; 1: 0; 2: 0; 3: 0; 4: 0; 5: 0; 6: 0
T&D Deferral | 1105.2913 | 1: 0; 2: 0; 3: 0; 4: 0; 5: 0; 6: 0; 7: 884; 8: 884; 9: 0; 10: 0; 11: 0; 12: 0; 1: 0; 2: 0; 3: 0; 4: 0; 5: 0; 6: 0; 7: 0; 8: 0; 9: 0; 10: 0; 11: 0; 12: 0; 1: 0; 2: 0; 3: 0; 4: 0; 5: 0; 6: 0
Power Factor/VAR support | 0 | 1: 0; 2: 0; 3: 0; 4: 0; 5: 0; 6: 0; 7: 0; 8: 0; 9: 0; 10: 0; 11: 0; 12: 0; 1: 0; 2: 0; 3: 0; 4: 0; 5: 0; 6: 0; 7: 0; 8: 0; 9: 0; 10: 0; 11: 0; 12: 0; 1: 0; 2: 0; 3: 0; 4: 0; 5: 0; 6: 0
Capacity | 4642.9591 | 1: 279.51; 2: 499.75; 3: 455.4; 4: 405.93; 5: 393.09; 6: 380.98; 7: 392.76; 8: 424.43; 9: 431.17; 10: 455.77; 11: 502.83; 12: 566.41; 1: 583.42; 2: 550.62; 3: 512.51; 4: 473.05; 5: 411.65; 6: 315.08; 7: 193.13; 8: 56.95; 9: 0; 10: 0; 11: 0; 12: 0; 1: 0; 2: 0; 3: 0; 4: 0; 5: 0; 6: 0 | 8 | 2040 | 2040-06-01 | 2041-05-31 | 9.9
RNS | 11542.0301 | 1: 1332.76; 2: 1435.42; 3: 1377.48; 4: 1321.32; 5: 1267.69; 6: 1216.58; 7: 1157.73; 8: 1110.27; 9: 1055.7; 10: 1012.61; 11: 954.41; 12: 906.1; 1: 860.73; 2: 794.77; 3: 731.15; 4: 663.91; 5: 552.9; 6: 393.9; 7: 210.88; 8: 15.71; 9: 0; 10: 0; 11: 0; 12: 0; 1: 0; 2: 0; 3: 0; 4: 0; 5: 0; 6: 0 | 8 | 2041 | 2041-06-01 | 2042-05-31 | 9.5
Total | 20320.6479 | 1: 1987.5047; 2: 2294.5199; 3: 2166.7332; 4: 2048.0428; 5: 1972.4309; 6: 1901.8674; 7: 2731.8481; 8: 2661.5695; 9: 1731.4743; 10: 1717.8764; 11: 1706.0775; 12: 1723.861; 1: 1698.0154; 2: 1593.2758; 3: 1485.2898; 4: 1370.1729; 5: 1169.3133; 6: 862.8704; 7: 490.5799; 8: 78.2955; 9: 0; 10: 0; 11: 0; 12: 0; 1: 0; 2: 0; 3: 0; 4: 0; 5: 0; 6: 0 | 8 | 2042 | 2042-06-01 | 2043-05-31 | 9.1
(0) Adjusted for failure rate | [381 empty] | 8 | 2043 | 2043-06-01 | 2044-05-31 | 8.6
(1) Adjusted for degradation and availability | [381 empty] | 8 | 2044 | 2044-06-01 | 2045-05-31 | 7.4
(2) Adjusted for losses, reserve margin (for FCM), and forecast error. | [381 empty] | 8 | 2045 | 2045-06-01 | 2046-05-31 | 5.4
[382 empty] | 8 | 2046 | 2046-06-01 | 2047-05-31 | 2.9
[382 empty] | 8 | 2047 | 2047-06-01 | 2048-05-31 | 0
[382 empty] | 8 | 2048 | 2048-06-01 | 2049-05-31 | 0
[382 empty] | 8 | 2049 | 2049-06-01 | 2050-05-31 | 0
[382 empty] | 8 | 2050 | 2050-06-01 | 2051-05-31 | 0
[382 empty] | 8 | 2051 | 2051-06-01 | 2052-05-31 | 0
[382 empty] | 8 | 2052 | 2052-06-01 | 2053-05-31 | 0
[382 empty] | 8 | 2053 | 2053-06-01 | 2054-05-31 | 0
[382 empty] | 8 | 2054 | 2054-06-01 | 2055-05-31 | 0
[382 empty] | 8 | 2055 | 2055-06-01 | 2056-05-31 | 0
[382 empty] | 8 | 2056 | 2056-06-01 | 2057-05-31 | 0
[382 empty] | 8 | 2057 | 2057-06-01 | 2058-05-31 | 0
[382 empty] | 8 | 2058 | 2058-06-01 | 2059-05-31 | 0
[382 empty] | 8 | 2059 | 2059-06-01 | 2060-05-31 | 0
Formulas:
Beginning = EOMONTH([Beginning, row above],11)+1
Ending = EOMONTH([Ending, row above],12)

## Connectivity-Paymnet
Virtual Peaker | 36 | per system per year
Tesla | 24 | per system (2 PWs) per year
| 20 | year duration
|  | Year | 1 | 2 | 3 | 4 | 5 | 6 | 7 | 8 | 9 | 10 | 11 | 12 | 13 | 14 | 15 | 16 | 17 | 18 | 19 | 20 | 21 | 22 | 23 | 24 | 25 | 26 | 27 | 28 | 29 | 30 | 31 | 32
Tesla cost share |  |  | 24 | 24 | 24 | 24 | 24 | 24 | 24 | 24 | 24 | 24 | 24 | 24 | 24 | 24 | 24 | 24 | 24 | 24 | 24 | 24 | 0 | 0 | 0 | 0 | 0 | 0 | 0 | 0 | 0 | 0 | 0 | 0
VP cost share |  |  | 0 | 0 | 0 | 0 | 0 | 0 | 0 | 0 | 0 | 0 | 0 | 0 | 0 | 0 | 0 | 0 | 0 | 0 | 0 | 0 | 0 | 0 | 0 | 0 | 0 | 0 | 0 | 0 | 0 | 0 | 0 | 0
Average cost |  |  | 24 | 24 | 24 | 24 | 24 | 24 | 24 | 24 | 24 | 24 | 24 | 24 | 24 | 24 | 24 | 24 | 24 | 24 | 24 | 24 | 0 | 0 | 0 | 0 | 0 | 0 | 0 | 0 | 0 | 0 | 0 | 0
| NPV | 265.0655
|  | Year | 1 | 2 | 3 | 4 | 5 | 6 | 7 | 8 | 9 | 10 | 11 | 12 | 13 | 14 | 15 | 16 | 17 | 18 | 19 | 20 | 21 | 22 | 23 | 24 | 25 | 26 | 27 | 28 | 29 | 30 | 31 | 32
Monthly Payment |  |  | 0 | 0 | 0 | 0 | 0 | 0 | 0 | 0 | 0 | 0 | 0 | 0 | 0 | 0 | 0 | 0 | 0 | 0 | 0 | 0 | 0 | 0 | 0 | 0 | 0 | 0 | 0 | 0 | 0 | 0 | 0 | 0
| NPV | 0