## Assumptions
Inputs | [7 empty] | Supporting Calculations | [6 empty] | yes
no
Cell Color Code
Calculation
Active input in model
Notes and labels
| Active Inputs | Potential range | Assumptions Set A | Assumptions Set B
Intallations per year for 3 years | 425 | - | 425 | 425 |  | Total capital investment
Battery cost | 23200 | $23,000-$24,000 | 23200 | 23600 |  | 29580000
kW per hour per full system | 11.5 | - | 11.5 | 11.5
Max hours discharge | 2 | 2 - 2.3 | 2 | 2 |  |  |  | Peak Forecast Accuracy |  |  |  | Frequency Regulation
Customer/ZOI Payment monthly | 0 | - | 0 | 0 |  |  |  | 20 year average | 38.18% | 47.47% |  | Average earnings
Frequency Revenue ($/MW-hour) starting value 2025 | 13 | $10-14 | 13 | 10 |  |  |  | Year | RNS | FCM |  | Year | Average $/MW-hr
Frequency Regulation hours/day | 6 | - | 6 | 6 |  |  |  | 2025 | 62% | 74% |  | 2025 | 11.05
Frequency regulation years (how many years does this value stream last) | 7 | 4-10 years | 7 | 5 |  |  |  | 2026 | 58.59% | 70.3% |  | 2026 | 9.3925
Frequency regulation market degradation rate | 15% | - | 15% | 15% |  |  |  | 2027 | 55.37% | 66.78% |  | 2027 | 7.9836
Energy Arbitrage $/kW-month | 1.1 | $0.80 - $1.30 | 1.1 | 0.95 |  |  |  | 2028 | 52.32% | 63.45% |  | 2028 | 6.7861
Power Factor/VAR Support ($/kw-month) | 0 | - | 0 | 0 |  |  |  | 2029 | 49.44% | 60.27% |  | 2029 | 5.7682
Value of deferred T&D upgrades ($/kW-year peak reduction) | 85 | $60 - $90 | 85 | 60 |  |  |  | 2030 | 46.73% | 57.26% |  | 2030 | 4.9029
T&D deferral start year | 7 |  | 7 | 7 |  |  |  | 2031 | 44.16% | 54.4% |  | 2031 | 4.1675
T&D deferral length (years) | 2 |  | 2 | 2 |  |  |  | 2032 | 41.73% | 51.68% |  | 2032 | 3.5424
End of life removal cost (net of recycling proceeds) | 200 | 0 - 500 | 200 | 400 |  |  |  | 2033 | 39.43% | 49.09% |  | 2033 | 3.011
ITC | 40% | - | 40% | 40% |  |  |  | 2034 | 37.26% | 46.64% |  | 2034 | 2.5594
Tier 3 Value - MWh | 19.4 | - | 19.4 | 19.4 |  |  |  | 2035 | 35.21% | 44.31% | YEAR 11 | 2035 | 2.1755
Tier 3 Value - $$ | 25 | - | 25 | 25 |  |  |  | 2036 | 33.28% | 42.09% |  | 2036 | 1.8491
Total Tier 3 Value | 485 |  | 485 | 485 |  |  |  | 2037 | 31.45% | 39.99% |  | 2037 | 1.5718
[8 empty] | 2038 | 29.72% | 37.99% |  | 2038 | 1.336
Battery Availability | 95% | 90% - 95% | 95% | 95% |  |  |  | 2039 | 28.08% | 36.09% |  | 2039 | 1.1356
[8 empty] | 2040 | 26.54% | 34.28% |  | 2040 | 0.96526
Reserve Margin | 35% | 30% - 40% | 35% | 35% |  | Forecast Effectiveness |  | 2041 | 25.08% | 32.57% |  | 2041 | 0.82047
Losses | 7% | 6% - 9% | 7% | 6.5% |  | Year 1 | Year 10 | 2042 | 23.7% | 30.94% |  | 2042 | 0.6974
[6 empty] | 74% | 46.64% | 2043 | 22.4% | 29.39% |  | 2043 | 0.59279
FCM forecast effectiveness starting value (2025) | 74% | 70% - 76% | 74% | 72% |  |  |  | 2044 | 21.16% | 27.92% | YEAR 20 | 2044 | 0.50387 | YEAR 20
FCM forecast effectiveness degradation per year (first 10 years) | 5% | 4.5% - 7% | 5% | 5.5% |  |  |  | 2045 | 20% | 26.53% |  | 2045 | 0.42829
FCM forecast effectiveness degradation per year (11-20 years) | 5% | 4.5% - 7% | 5% | 5.5% |  | 62% | 37.26% | 2046 | 18.9% | 25.2% |  | 2046 | 0.36405
RNS Forecast effectiveness (% of Physical Effectiveness) starting value (2025) | 62% | 58% - 63% | 62% | 60% |  |  |  | 2047 | 17.86% | 23.94% |  | 2047 | 0.30944
RNS forecast effectiveness degradation per year (first 10 years) | 5.5% | 4.5% - 7% | 5.5% | 6% |  |  |  | 2048 | 16.88% | 22.74% |  | 2048 | 0.26303
RNS forecast effectiveness degradation per year (11-20 years) | 5.5% | 4.5% - 7% | 5.5% | 6% |  |  |  | 2049 | 15.95% | 21.61% |  | 2049 | 0.22357
Round Trip Efficiency | 85% | 84% - 89% | 85% | 85% |  |  |  | 2050 | 15.07% | 20.53% |  | 2050 | 0.19004
Cycles per month | 8 | - | 8 | 8 |  |  |  | 2051 | 14.24% | 19.5% |  | 2051 | 0.16153
Tesla % | 100% | - | 100% | 100% |  |  |  | 2052 | 13.46% | 18.53% |  | 2052 | 0.1373
Virtual Peaker % | 0% | - | 0% | 0% |  |  |  | 2053 | 12.72% | 17.6% |  | 2053 | 0.11671
Tesla connectivity cost per year | 24 | - | 24 | 24 |  |  |  | 2054 | 12.02% | 16.72% |  | 2054 | 0.0992
VP connectivity cost per year | 36 | - | 36 | 36 |  |  |  | 2055 | 11.36% | 15.88% |  | 2055 | 0.08432
Inflation rate (applies to LMP, intentional arbitrage, OATT sch. 1, Rate 1) | 2% | - | 2% | 2% |  |  |  | 2056 | 10.73% | 15.09% |  | 2056 | 0.071672
FCM capacity cost trajectory | Base | Base - High (30% above base) | Base | Base |  |  |  | 2057 | 10.14% | 14.33% |  | 2057 | 0.060921
Rate 1 (2025) | 0.19988 | - | 0.19988 | 0.19988
Degradation -
This is used to determine 'Capacity Volume' and 'RNS Volume' on the Monthly tab. | Year | Battery Degradation
| 1 | 99%
| 2 | 99%
| 3 | 98%
| 4 | 98%
| 5 | 98%
| 6 | 98%
| 7 | 97%
| 8 | 97%
| 9 | 96%
| 10 | 96%
| 11 | 95%
| 12 | 95%
| 13 | 95%
| 14 | 94%
| 15 | 93%
| 16 | 93%
| 17 | 92%
| 18 | 92%
| 19 | 91%
| 20 | 91%
21
22
23
24
25
26
27
28
29
30
Failure Rate
Zero failure rate assumed through year 10 due to warranty | Year | Failure Rate | Cumulative Failure Rate |  | Original failure rate from ESS models
| 1 | 0% | 0% |  | 0% | 0%
| 2 | 0% | 0% |  | 0% | 0%
| 3 | 0% | 0% |  | 0% | 0%
| 4 | 0% | 0% |  | 0% | 0%
| 5 | 0% | 0% |  | 0% | 0%
| 6 | 0% | 0% |  | 0% | 0%
| 7 | 0% | 0% |  | 0% | 0%
| 8 | 0% | 0% |  | 0% | 0%
| 9 | 0% | 0% |  | 0% | 0%
| 10 | 0% | 0% |  | 0% | 0%
| 11 | 1% | 1% |  | 10% | 1%
| 12 | 1% | 2% |  | 15% | 1%
| 13 | 1% | 3% |  | 20% | 3%
| 14 | 3% | 6% |  | 25% | 20%
| 15 | 94% | 100% |  | 30% | 75%
| 16 |  | 100%
| 17 |  | 100%
| 18 |  | 100%
| 19 |  | 100%
| 20 |  | 100%
| 21 |  | 100%
| 22 |  | 100%
| 23 |  | 100%
| 24 |  | 100%
| 25 |  | 100%
| 26 |  | 100%

## FCM-RNS-LMP Assumptions
ACTUAL KNOWN INPUT |  | 2024-06-01
FORECAST INPUT |  | 2024-06-01
FCM |  |  | Price $/kW-month |  |  | RNS |  | $/kW-month
Auction | Begin | End | Active in Model | Base | High | Year | Month | Active in Model | RNS Schedule 9 forecast (already adjusted for inflation) | OATT1 forecast (adjusted for inflation) | Year | LMP inflation factor | Yr 1 Installations | Yr 2 Installations | Yr 3 Installations | Month # | Month | On-Peak (adjusted for inflation) | Off-Peak (Adjusted for inflation) | Pre-inflation on-Peak | Pre-inflation off peak | Peak Attempts | RTE | Net (1) | Net (2) | Net (3) | kWh RTE losses (1) | kWh RTE losses (1) | kWh RTE losses (3)
FCA14 | 2023-06-01 | 2024-05-31 | 2 | 2 | 2 | 2023 | 2023-01-01 | 11.949 | 11.949 |  | 2024 |  |  |  |  | 6 | 2024-06-01 | 47.5 | 35.6 |  |  | 8 | 85% | [6 empty] | battery kW | 11.5
FCA15 | 2024-06-01 | 2025-05-31 | 2.48 | 2.48 | 2.48 | 2023 | 2023-02-01 | 11.949 | 11.949 |  | 2024 |  |  |  |  | 7 | 2024-07-01 | 72.15 | 47.25 |  |  | 8 | 85% | [6 empty] | battery kWh | 23
FCA16 | 2025-06-01 | 2026-05-31 | 2.53 | 2.53 | 2.53 | 2023 | 2023-03-01 | 11.949 | 11.949 |  | 2024 |  |  |  |  | 8 | 2024-08-01 | 59.15 | 38.05 |  |  | 8 | 85% | [6 empty] | hours | 2
FCA17 | 2026-06-01 | 2027-05-31 | 2.59 | 2.59 | 2.59 | 2023 | 2023-04-01 | 11.949 | 11.949 |  | 2024 |  |  |  |  | 9 | 2024-09-01 | 46 | 34.4 |  |  | 8 | 85% | [6 empty] | peak attempts | 8
FCA18 | 2027-06-01 | 2028-05-31 | 3.58 | 3.58 | 3.58 | 2023 | 2023-05-01 | 11.949 | 11.949 |  | 2024 |  |  |  |  | 10 | 2024-10-01 | 44.5 | 32.85 |  |  | 8 | 85% | [6 empty] | RTE | 85%
FCA19 | 2028-06-01 | 2029-05-31 | 4.11 | 4.11 | 5.343 | 2023 | 2023-06-01 | 11.949 | 11.949 |  | 2024 |  |  |  |  | 11 | 2024-11-01 | 67 | 58.85 |  |  | 8 | 85%
FCA20 | 2029-06-01 | 2030-05-31 | 4.8 | 4.8 | 6.24 | 2023 | 2023-07-01 | 11.949 | 11.949 |  | 2024 |  |  |  |  | 12 | 2024-12-01 | 113.75 | 103.1 |  |  | 8 | 85%
FCA21 | 2030-06-01 | 2031-05-31 | 4.03 | 4.03 | 5.239 | 2023 | 2023-08-01 | 11.949 | 11.949 |  | 2025 |  |  |  |  | 1 | 2025-01-01 | 111.75 | 102 |  |  | 8 | 85%
FCA22 | 2031-06-01 | 2032-05-31 | 4.15 | 4.15 | 5.395 | 2023 | 2023-09-01 | 11.949 | 11.949 |  | 2025 |  |  |  |  | 2 | 2025-02-01 | 101.5 | 91.5 |  |  | 8 | 85%
FCA23 | 2032-06-01 | 2033-05-31 | 4.2 | 4.2 | 5.46 | 2023 | 2023-10-01 | 11.949 | 11.949 |  | 2025 |  |  |  |  | 3 | 2025-03-01 | 59 | 51 |  |  | 8 | 85%
FCA24 | 2033-06-01 | 2034-05-31 | 4.31 | 4.31 | 5.603 | 2023 | 2023-11-01 | 11.949 | 11.949 |  | 2025 |  |  |  |  | 4 | 2025-04-01 | 46.25 | 38 |  |  | 8 | 85%
FCA25 | 2034-06-01 | 2035-05-31 | 4.9 | 4.9 | 6.37 | 2023 | 2023-12-01 | 11.949 | 11.949 |  | 2025 |  |  |  |  | 5 | 2025-05-01 | 41.75 | 35 |  |  | 8 | 85%
FCA26 | 2035-06-01 | 2036-05-31 | 5.61 | 5.61 | 7.293 | 2024 | 2024-01-01 | 12.86 | 12.86 |  | 2025 |  |  |  |  | 6 | 2025-06-01 | 51.5 | 38.75 |  |  | 8 | 85%
FCA27 | 2036-06-01 | 2037-05-31 | 5.79 | 5.79 | 7.527 | 2024 | 2024-02-01 | 12.86 | 12.86 |  | 2025 |  |  |  |  | 7 | 2025-07-01 | 71.25 | 47.25 |  |  | 8 | 85%
FCA28 | 2037-06-01 | 2038-05-31 | 6.81 | 6.81 | 8.853 | 2024 | 2024-03-01 | 12.86 | 12.86 |  | 2025 |  |  |  |  | 8 | 2025-08-01 | 63 | 42 |  |  | 8 | 85%
FCA29 | 2038-06-01 | 2039-05-31 | 8 | 8 | 10.4 | 2024 | 2024-04-01 | 12.86 | 12.86 |  | 2025 |  |  |  |  | 9 | 2025-09-01 | 49 | 36.5 |  |  | 8 | 85%
FCA30 | 2039-06-01 | 2040-05-31 | 9.75 | 9.75 | 12.675 | 2024 | 2024-05-01 | 12.86 | 12.86 |  | 2025 |  |  |  |  | 10 | 2025-10-01 | 43.75 | 35.75 |  |  | 8 | 85%
FCA31 | 2040-06-01 | 2041-05-31 | 9.9645 | 9.9645 | 12.9539 | 2024 | 2024-06-01 | 12.86 | 12.86 |  | 2025 |  |  |  |  | 11 | 2025-11-01 | 60.5 | 53 |  |  | 8 | 85%
FCA32 | 2041-06-01 | 2042-05-31 | 10.1837 | 10.1837 | 13.2388 | 2024 | 2024-07-01 | 12.86 | 12.86 |  | 2025 |  |  |  |  | 12 | 2025-12-01 | 91.5 | 81.75 |  |  | 8 | 85%
FCA33 | 2042-06-01 | 2043-05-31 | 10.4078 | 10.4078 | 13.5301 | 2024 | 2024-08-01 | 12.86 | 12.86 |  | 2026 |  | 1 |  |  | 1 | 2026-01-01 | 133 | 121.45 |  |  | 8 | 85% | -1.8002 |  |  | 27.324
FCA34 | 2043-06-01 | 2044-05-31 | 10.6367 | 10.6367 | 13.8278 | 2024 | 2024-09-01 | 12.86 | 12.86 |  | 2026 |  | 1 |  |  | 2 | 2026-02-01 | 112.5 | 103.7 |  |  | 8 | 85% | -1.7305 |  |  | 27.324
FCA35 | 2044-06-01 | 2045-05-31 | 10.8707 | 10.8707 | 14.132 | 2024 | 2024-10-01 | 12.86 | 12.86 |  | 2026 |  | 1 |  |  | 3 | 2026-03-01 | 65.5 | 58.15 |  |  | 8 | 85% | -0.53041 |  |  | 27.324
FCA36 | 2045-06-01 | 2046-05-31 | 11.1099 | 11.1099 | 14.4429 | 2024 | 2024-11-01 | 12.86 | 12.86 |  | 2026 |  | 1 |  |  | 4 | 2026-04-01 | 47.35 | 38.25 |  |  | 8 | 85% | 0.42808 |  |  | 27.324
FCA37 | 2046-06-01 | 2047-05-31 | 11.3543 | 11.3543 | 14.7606 | 2024 | 2024-12-01 | 12.86 | 12.86 |  | 2026 |  | 1 |  |  | 5 | 2026-05-01 | 40.5 | 32.15 |  |  | 8 | 85% | 0.48755 |  |  | 27.324
FCA38 | 2047-06-01 | 2048-05-31 | 11.6041 | 11.6041 | 15.0853 | 2025 | 2025-01-01 | 15.5 | 15.5 | 2.1841 | 2026 |  | 1 |  |  | 6 | 2026-06-01 | 51.5 | 37.15 |  |  | 8 | 85% | 1.4198 |  |  | 27.324
FCA39 | 2048-06-01 | 2049-05-31 | 11.8594 | 11.8594 | 15.4172 | 2025 | 2025-02-01 | 17.6841 | 15.5 | 2.1841 | 2026 |  | 1 |  |  | 7 | 2026-07-01 | 72.5 | 48.75 |  |  | 8 | 85% | 2.7592 |  |  | 27.324
FCA40 | 2049-06-01 | 2050-05-31 | 12.1203 | 12.1203 | 15.7564 | 2025 | 2025-03-01 | 17.6841 | 15.5 | 2.1841 | 2026 |  | 1 |  |  | 8 | 2026-08-01 | 62 | 38.5 |  |  | 8 | 85% | 3.0431 |  |  | 27.324
FCA41 | 2050-06-01 | 2051-05-31 | 12.387 | 12.387 | 16.103 | 2025 | 2025-04-01 | 17.6841 | 15.5 | 2.1841 | 2026 |  | 1 |  |  | 9 | 2026-09-01 | 48.25 | 35.15 |  |  | 8 | 85% | 1.2564 |  |  | 27.324
FCA42 | 2051-06-01 | 2052-05-31 | 12.6595 | 12.6595 | 16.4573 | 2025 | 2025-05-01 | 17.6841 | 15.5 | 2.1841 | 2026 |  | 1 |  |  | 10 | 2026-10-01 | 44 | 34.5 |  |  | 8 | 85% | 0.62149 |  |  | 27.324
FCA43 | 2052-06-01 | 2053-05-31 | 12.938 | 12.938 | 16.8194 | 2025 | 2025-06-01 | 17.6841 | 15.5 | 2.1841 | 2026 |  | 1 |  |  | 11 | 2026-11-01 | 57.9 | 50.9 |  |  | 8 | 85% | -0.36111 |  |  | 27.324
FCA44 | 2053-06-01 | 2054-05-31 | 13.2226 | 13.2226 | 17.1894 | 2025 | 2025-07-01 | 17.6841 | 15.5 | 2.1841 | 2026 |  | 1 |  |  | 12 | 2026-12-01 | 86.65 | 75.9 |  |  | 8 | 85% | -0.48165 |  |  | 27.324
FCA45 | 2054-06-01 | 2055-05-31 | 13.5135 | 13.5135 | 17.5676 | 2025 | 2025-08-01 | 17.6841 | 15.5 | 2.1841 | 2027 |  | 2 | 1 |  | 1 | 2027-01-01 | 132.25 | 122.25 |  |  | 8 | 85% | -2.1082 | -2.1082 |  | 27.324 | 27.324
FCA46 | 2055-06-01 | 2056-05-31 | 13.8108 | 13.8108 | 17.954 | 2025 | 2025-09-01 | 17.6841 | 15.5 | 2.1841 | 2027 |  | 2 | 1 |  | 2 | 2027-02-01 | 111.75 | 101.75 |  |  | 8 | 85% | -1.4492 | -1.4492 |  | 27.324 | 27.324
FCA47 | 2056-06-01 | 2057-05-31 | 14.1146 | 14.1146 | 18.349 | 2025 | 2025-10-01 | 17.6841 | 15.5 | 2.1841 | 2027 |  | 2 | 1 |  | 3 | 2027-03-01 | 65 | 57 |  |  | 8 | 85% | -0.37504 | -0.37504 |  | 27.324 | 27.324
[6 empty] | 2025 | 2025-11-01 | 17.6841 | 15.5 | 2.1841 | 2027 |  | 2 | 1 |  | 4 | 2027-04-01 | 45.85 | 35.35 |  |  | 8 | 85% | 0.77632 | 0.77632 |  | 27.324 | 27.324
[6 empty] | 2025 | 2025-12-01 | 17.6841 | 15.5 | 2.1841 | 2027 |  | 2 | 1 |  | 5 | 2027-05-01 | 39 | 27.5 |  |  | 8 | 85% | 1.2108 | 1.2108 |  | 27.324 | 27.324
[6 empty] | 2026 | 2026-01-01 | 18.4541 | 16.27 | 2.1841 | 2027 |  | 2 | 1 |  | 6 | 2027-06-01 | 50 | 35.25 |  |  | 8 | 85% | 1.5537 | 1.5537 |  | 27.324 | 27.324
[6 empty] | 2026 | 2026-02-01 | 18.4978 | 16.27 | 2.2278 | 2027 |  | 2 | 1 |  | 7 | 2027-07-01 | 71 | 46.25 |  |  | 8 | 85% | 3.0217 | 3.0217 |  | 27.324 | 27.324
[6 empty] | 2026 | 2026-03-01 | 18.4978 | 16.27 | 2.2278 | 2027 |  | 2 | 1 |  | 8 | 2027-08-01 | 60.5 | 35.75 |  |  | 8 | 85% | 3.3592 | 3.3592 |  | 27.324 | 27.324
[6 empty] | 2026 | 2026-04-01 | 18.4978 | 16.27 | 2.2278 | 2027 |  | 2 | 1 |  | 9 | 2027-09-01 | 46.75 | 33.75 |  |  | 8 | 85% | 1.2832 | 1.2832 |  | 27.324 | 27.324
[6 empty] | 2026 | 2026-05-01 | 18.4978 | 16.27 | 2.2278 | 2027 |  | 2 | 1 |  | 10 | 2027-10-01 | 42.5 | 29.75 |  |  | 8 | 85% | 1.3662 | 1.3662 |  | 27.324 | 27.324
[6 empty] | 2026 | 2026-06-01 | 18.4978 | 16.27 | 2.2278 | 2027 |  | 2 | 1 |  | 11 | 2027-11-01 | 56.15 | 46.15 |  |  | 8 | 85% | 0.33807 | 0.33807 |  | 27.324 | 27.324
[6 empty] | 2026 | 2026-07-01 | 18.4978 | 16.27 | 2.2278 | 2027 |  | 2 | 1 |  | 12 | 2027-12-01 | 84.9 | 73.9 |  |  | 8 | 85% | -0.37182 | -0.37182 |  | 27.324 | 27.324
[6 empty] | 2026 | 2026-08-01 | 18.4978 | 16.27 | 2.2278 | 2028 |  | 3 | 2 | 1 | 1 | 2028-01-01 | 145.9509 | 119.0085 |  |  | 8 | 85% | 1.0713 | 1.0822 | 1.0822 | 27.048 | 27.324 | 27.324
[6 empty] | 2026 | 2026-09-01 | 18.4978 | 16.27 | 2.2278 | 2028 |  | 3 | 2 | 1 | 2 | 2028-02-01 | 137.2377 | 110.4582 |  |  | 8 | 85% | 1.314 | 1.3274 | 1.3274 | 27.048 | 27.324 | 27.324
[6 empty] | 2026 | 2026-10-01 | 18.4978 | 16.27 | 2.2278 | 2028 |  | 3 | 2 | 1 | 3 | 2028-03-01 | 54.7561 | 48.303 |  |  | 8 | 85% | -0.37344 | -0.37725 | -0.37725 | 27.048 | 27.324 | 27.324
[6 empty] | 2026 | 2026-11-01 | 18.4978 | 16.27 | 2.2278 | 2028 |  | 3 | 2 | 1 | 4 | 2028-04-01 | 38.8961 | 33.0811 |  |  | 8 | 85% | -0.0041115 | -0.0041535 | -0.0041535 | 27.048 | 27.324 | 27.324
[6 empty] | 2026 | 2026-12-01 | 18.4978 | 16.27 | 2.2278 | 2028 |  | 3 | 2 | 1 | 5 | 2028-05-01 | 34.8659 | 29.0568 |  |  | 8 | 85% | 0.12288 | 0.12414 | 0.12414 | 27.048 | 27.324 | 27.324
[6 empty] | 2027 | 2027-01-01 | 19.3678 | 17.14 | 2.2278 | 2028 |  | 3 | 2 | 1 | 6 | 2028-06-01 | 38.5913 | 31.3981 |  |  | 8 | 85% | 0.29795 | 0.30099 | 0.30099 | 27.048 | 27.324 | 27.324
[6 empty] | 2027 | 2027-02-01 | 19.4123 | 17.14 | 2.2723 | 2028 |  | 3 | 2 | 1 | 7 | 2028-07-01 | 47.8253 | 36.086 |  |  | 8 | 85% | 0.96852 | 0.9784 | 0.9784 | 27.048 | 27.324 | 27.324
[6 empty] | 2027 | 2027-03-01 | 19.4123 | 17.14 | 2.2723 | 2028 |  | 3 | 2 | 1 | 8 | 2028-08-01 | 42.5277 | 35.6189 |  |  | 8 | 85% | 0.11237 | 0.11351 | 0.11351 | 27.048 | 27.324 | 27.324
[6 empty] | 2027 | 2027-04-01 | 19.4123 | 17.14 | 2.2723 | 2028 |  | 3 | 2 | 1 | 9 | 2028-09-01 | 36.4564 | 30.7001 |  |  | 8 | 85% | 0.061059 | 0.061682 | 0.061682 | 27.048 | 27.324 | 27.324
[6 empty] | 2027 | 2027-05-01 | 19.4123 | 17.14 | 2.2723 | 2028 |  | 3 | 2 | 1 | 10 | 2028-10-01 | 36.9606 | 31.5866 |  |  | 8 | 85% | -0.036085 | -0.036453 | -0.036453 | 27.048 | 27.324 | 27.324
[6 empty] | 2027 | 2027-06-01 | 19.4123 | 17.14 | 2.2723 | 2028 |  | 3 | 2 | 1 | 11 | 2028-11-01 | 58.9131 | 51.642 |  |  | 8 | 85% | -0.33217 | -0.33556 | -0.33556 | 27.048 | 27.324 | 27.324
[6 empty] | 2027 | 2027-07-01 | 19.4123 | 17.14 | 2.2723 | 2028 |  | 3 | 2 | 1 | 12 | 2028-12-01 | 110.2156 | 96.1243 |  |  | 8 | 85% | -0.51784 | -0.52313 | -0.52313 | 27.048 | 27.324 | 27.324
[6 empty] | 2027 | 2027-08-01 | 19.4123 | 17.14 | 2.2723 | 2029 |  | 4 | 3 | 2 | 1 | 2029-01-01 | 149.7754 | 122.9478 |  |  | 8 | 85% | 0.92519 | 0.92519 | 0.93463 | 27.048 | 27.048 | 27.324
[6 empty] | 2027 | 2027-09-01 | 19.4123 | 17.14 | 2.2723 | 2029 |  | 4 | 3 | 2 | 2 | 2029-02-01 | 143.3573 | 117.4303 |  |  | 8 | 85% | 0.93838 | 0.93838 | 0.94796 | 27.048 | 27.048 | 27.324
[6 empty] | 2027 | 2027-10-01 | 19.4123 | 17.14 | 2.2723 | 2029 |  | 4 | 3 | 2 | 3 | 2029-03-01 | 58.0268 | 50.7853 |  |  | 8 | 85% | -0.31027 | -0.31027 | -0.31343 | 27.048 | 27.048 | 27.324
[6 empty] | 2027 | 2027-11-01 | 19.4123 | 17.14 | 2.2723 | 2029 |  | 4 | 3 | 2 | 4 | 2029-04-01 | 38.6319 | 32.5918 |  |  | 8 | 85% | 0.052041 | 0.052041 | 0.052572 | 27.048 | 27.048 | 27.324
[6 empty] | 2027 | 2027-12-01 | 19.4123 | 17.14 | 2.2723 | 2029 |  | 4 | 3 | 2 | 5 | 2029-05-01 | 33.7223 | 28.3075 |  |  | 8 | 85% | 0.075628 | 0.075628 | 0.0764 | 27.048 | 27.048 | 27.324
[6 empty] | 2028 | 2028-01-01 | 20.3723 | 18.1 | 2.2723 | 2029 |  | 4 | 3 | 2 | 6 | 2029-06-01 | 37.8343 | 31.1432 |  |  | 8 | 85% | 0.21552 | 0.21552 | 0.21772 | 27.048 | 27.048 | 27.324
[6 empty] | 2028 | 2028-02-01 | 20.4178 | 18.1 | 2.3178 | 2029 |  | 4 | 3 | 2 | 7 | 2029-07-01 | 44.1401 | 33.2895 |  |  | 8 | 85% | 0.89726 | 0.89726 | 0.90642 | 27.048 | 27.048 | 27.324
[6 empty] | 2028 | 2028-03-01 | 20.4178 | 18.1 | 2.3178 | 2029 |  | 4 | 3 | 2 | 8 | 2029-08-01 | 41.1567 | 34.1957 |  |  | 8 | 85% | 0.16706 | 0.16706 | 0.16876 | 27.048 | 27.048 | 27.324
[6 empty] | 2028 | 2028-04-01 | 20.4178 | 18.1 | 2.3178 | 2029 |  | 4 | 3 | 2 | 9 | 2029-09-01 | 35.0836 | 29.7344 |  |  | 8 | 85% | 0.018385 | 0.018385 | 0.018573 | 27.048 | 27.048 | 27.324
[6 empty] | 2028 | 2028-05-01 | 20.4178 | 18.1 | 2.3178 | 2029 |  | 4 | 3 | 2 | 10 | 2029-10-01 | 35.7695 | 30.0961 |  |  | 8 | 85% | 0.06533 | 0.06533 | 0.065997 | 27.048 | 27.048 | 27.324
[6 empty] | 2028 | 2028-06-01 | 20.4178 | 18.1 | 2.3178 | 2029 |  | 4 | 3 | 2 | 11 | 2029-11-01 | 63.3158 | 54.8909 |  |  | 8 | 85% | -0.2275 | -0.2275 | -0.22983 | 27.048 | 27.048 | 27.324
[6 empty] | 2028 | 2028-07-01 | 20.4178 | 18.1 | 2.3178 | 2029 |  | 4 | 3 | 2 | 12 | 2029-12-01 | 113.8551 | 99.8414 |  |  | 8 | 85% | -0.65011 | -0.65011 | -0.65675 | 27.048 | 27.048 | 27.324
[6 empty] | 2028 | 2028-08-01 | 20.4178 | 18.1 | 2.3178 | 2030 |  | 5 | 4 | 3 | 1 | 2030-01-01 | 148.442 | 121.3325 |  |  | 8 | 85% | 1.0274 | 1.0274 | 1.0274 | 27.048 | 27.048 | 27.048
[6 empty] | 2028 | 2028-09-01 | 20.4178 | 18.1 | 2.3178 | 2030 |  | 5 | 4 | 3 | 2 | 2030-02-01 | 138.7093 | 112.8742 |  |  | 8 | 85% | 1.0668 | 1.0668 | 1.0668 | 27.048 | 27.048 | 27.048
[6 empty] | 2028 | 2028-10-01 | 20.4178 | 18.1 | 2.3178 | 2030 |  | 5 | 4 | 3 | 3 | 2030-03-01 | 56.4521 | 49.5226 |  |  | 8 | 85% | -0.32634 | -0.32634 | -0.32634 | 27.048 | 27.048 | 27.048
[6 empty] | 2028 | 2028-11-01 | 20.4178 | 18.1 | 2.3178 | 2030 |  | 5 | 4 | 3 | 4 | 2030-04-01 | 38.3737 | 32.7545 |  |  | 8 | 85% | -0.029033 | -0.029033 | -0.029033 | 27.048 | 27.048 | 27.048
[6 empty] | 2028 | 2028-12-01 | 20.4178 | 18.1 | 2.3178 | 2030 |  | 5 | 4 | 3 | 5 | 2030-05-01 | 33.5687 | 27.8587 |  |  | 8 | 85% | 0.14313 | 0.14313 | 0.14313 | 27.048 | 27.048 | 27.048
[6 empty] | 2029 | 2029-01-01 | 21.2878 | 18.97 | 2.3178 | 2030 |  | 5 | 4 | 3 | 6 | 2030-06-01 | 38.3329 | 31.1473 |  |  | 8 | 85% | 0.30457 | 0.30457 | 0.30457 | 27.048 | 27.048 | 27.048
[6 empty] | 2029 | 2029-02-01 | 21.3341 | 18.97 | 2.3641 | 2030 |  | 5 | 4 | 3 | 7 | 2030-07-01 | 43.1022 | 32.7925 |  |  | 8 | 85% | 0.81555 | 0.81555 | 0.81555 | 27.048 | 27.048 | 27.048
[6 empty] | 2029 | 2029-03-01 | 21.3341 | 18.97 | 2.3641 | 2030 |  | 5 | 4 | 3 | 8 | 2030-08-01 | 40.7559 | 33.977 |  |  | 8 | 85% | 0.14117 | 0.14117 | 0.14117 | 27.048 | 27.048 | 27.048
[6 empty] | 2029 | 2029-04-01 | 21.3341 | 18.97 | 2.3641 | 2030 |  | 5 | 4 | 3 | 9 | 2030-09-01 | 34.2158 | 29.291 |  |  | 8 | 85% | -0.044017 | -0.044017 | -0.044017 | 27.048 | 27.048 | 27.048
[6 empty] | 2029 | 2029-05-01 | 21.3341 | 18.97 | 2.3641 | 2030 |  | 5 | 4 | 3 | 10 | 2030-10-01 | 34.9763 | 28.9729 |  |  | 8 | 85% | 0.16058 | 0.16058 | 0.16058 | 27.048 | 27.048 | 27.048
[6 empty] | 2029 | 2029-06-01 | 21.3341 | 18.97 | 2.3641 | 2030 |  | 5 | 4 | 3 | 11 | 2030-11-01 | 61.7682 | 54.6096 |  |  | 8 | 85% | -0.44691 | -0.44691 | -0.44691 | 27.048 | 27.048 | 27.048
[6 empty] | 2029 | 2029-07-01 | 21.3341 | 18.97 | 2.3641 | 2030 |  | 5 | 4 | 3 | 12 | 2030-12-01 | 114.284 | 96.5242 |  |  | 8 | 85% | 0.13093 | 0.13093 | 0.13093 | 27.048 | 27.048 | 27.048
[6 empty] | 2029 | 2029-08-01 | 21.3341 | 18.97 | 2.3641 | 2031 |  | 6 | 5 | 4 | 1 | 2031-01-01 | 148.4516 | 119.6577 |  |  | 8 | 85% | 1.3845 | 1.3845 | 1.3845 | 27.048 | 27.048 | 27.048
[6 empty] | 2029 | 2029-09-01 | 21.3341 | 18.97 | 2.3641 | 2031 |  | 6 | 5 | 4 | 2 | 2031-02-01 | 139.7092 | 115.0317 |  |  | 8 | 85% | 0.78941 | 0.78941 | 0.78941 | 27.048 | 27.048 | 27.048
[6 empty] | 2029 | 2029-10-01 | 21.3341 | 18.97 | 2.3641 | 2031 |  | 6 | 5 | 4 | 3 | 2031-03-01 | 58.5702 | 51.1754 |  |  | 8 | 85% | -0.29503 | -0.29503 | -0.29503 | 27.048 | 27.048 | 27.048
[6 empty] | 2029 | 2029-11-01 | 21.3341 | 18.97 | 2.3641 | 2031 |  | 6 | 5 | 4 | 4 | 2031-04-01 | 37.9406 | 32.3204 |  |  | 8 | 85% | -0.015021 | -0.015021 | -0.015021 | 27.048 | 27.048 | 27.048
[6 empty] | 2029 | 2029-12-01 | 21.3341 | 18.97 | 2.3641 | 2031 |  | 6 | 5 | 4 | 5 | 2031-05-01 | 33.6202 | 28.2278 |  |  | 8 | 85% | 0.074108 | 0.074108 | 0.074108 | 27.048 | 27.048 | 27.048
[6 empty] | 2030 | 2030-01-01 | 21.8041 | 19.44 | 2.3641 | 2031 |  | 6 | 5 | 4 | 6 | 2031-06-01 | 39.1256 | 31.8129 |  |  | 8 | 85% | 0.30629 | 0.30629 | 0.30629 | 27.048 | 27.048 | 27.048
[6 empty] | 2030 | 2030-02-01 | 21.8514 | 19.44 | 2.4114 | 2031 |  | 6 | 5 | 4 | 7 | 2031-07-01 | 43.5998 | 33.5874 |  |  | 8 | 85% | 0.73665 | 0.73665 | 0.73665 | 27.048 | 27.048 | 27.048
[6 empty] | 2030 | 2030-03-01 | 21.8514 | 19.44 | 2.4114 | 2031 |  | 6 | 5 | 4 | 8 | 2031-08-01 | 43.2833 | 35.4226 |  |  | 8 | 85% | 0.29024 | 0.29024 | 0.29024 | 27.048 | 27.048 | 27.048
[6 empty] | 2030 | 2030-04-01 | 21.8514 | 19.44 | 2.4114 | 2031 |  | 6 | 5 | 4 | 9 | 2031-09-01 | 35.6982 | 29.8513 |  |  | 8 | 85% | 0.10441 | 0.10441 | 0.10441 | 27.048 | 27.048 | 27.048
[6 empty] | 2030 | 2030-05-01 | 21.8514 | 19.44 | 2.4114 | 2031 |  | 6 | 5 | 4 | 10 | 2031-10-01 | 36.4724 | 29.9524 |  |  | 8 | 85% | 0.22257 | 0.22257 | 0.22257 | 27.048 | 27.048 | 27.048
[6 empty] | 2030 | 2030-06-01 | 21.8514 | 19.44 | 2.4114 | 2031 |  | 6 | 5 | 4 | 11 | 2031-11-01 | 63.4349 | 55.7468 |  |  | 8 | 85% | -0.38762 | -0.38762 | -0.38762 | 27.048 | 27.048 | 27.048
[6 empty] | 2030 | 2030-07-01 | 21.8514 | 19.44 | 2.4114 | 2031 |  | 6 | 5 | 4 | 12 | 2031-12-01 | 114.3918 | 96.9338 |  |  | 8 | 85% | 0.063487 | 0.063487 | 0.063487 | 27.048 | 27.048 | 27.048
[6 empty] | 2030 | 2030-08-01 | 21.8514 | 19.44 | 2.4114 | 2032 |  | 7 | 6 | 5 | 1 | 2032-01-01 | 149.578 | 119.5945 |  |  | 8 | 85% | 1.5846 | 1.601 | 1.601 | 26.772 | 27.048 | 27.048
[6 empty] | 2030 | 2030-09-01 | 21.8514 | 19.44 | 2.4114 | 2032 |  | 7 | 6 | 5 | 2 | 2032-02-01 | 144.1163 | 114.3126 |  |  | 8 | 85% | 1.7189 | 1.7366 | 1.7366 | 26.772 | 27.048 | 27.048
[6 empty] | 2030 | 2030-10-01 | 21.8514 | 19.44 | 2.4114 | 2032 |  | 7 | 6 | 5 | 3 | 2032-03-01 | 58.042 | 50.6092 |  |  | 8 | 85% | -0.26741 | -0.27017 | -0.27017 | 26.772 | 27.048 | 27.048
[6 empty] | 2030 | 2030-11-01 | 21.8514 | 19.44 | 2.4114 | 2032 |  | 7 | 6 | 5 | 4 | 2032-04-01 | 39.3368 | 32.9909 |  |  | 8 | 85% | 0.093514 | 0.094479 | 0.094479 | 26.772 | 27.048 | 27.048
[6 empty] | 2030 | 2030-12-01 | 21.8514 | 19.44 | 2.4114 | 2032 |  | 7 | 6 | 5 | 5 | 2032-05-01 | 33.9681 | 28.3527 |  |  | 8 | 85% | 0.10922 | 0.11034 | 0.11034 | 26.772 | 27.048 | 27.048
[6 empty] | 2031 | 2031-01-01 | 22.1514 | 19.74 | 2.4114 | 2032 |  | 7 | 6 | 5 | 6 | 2032-06-01 | 39.1548 | 32.6471 |  |  | 8 | 85% | 0.13322 | 0.1346 | 0.1346 | 26.772 | 27.048 | 27.048
[6 empty] | 2031 | 2031-02-01 | 22.1996 | 19.74 | 2.4596 | 2032 |  | 7 | 6 | 5 | 7 | 2032-07-01 | 46.3669 | 36.1874 |  |  | 8 | 85% | 0.67705 | 0.68403 | 0.68403 | 26.772 | 27.048 | 27.048
[6 empty] | 2031 | 2031-03-01 | 22.1996 | 19.74 | 2.4596 | 2032 |  | 7 | 6 | 5 | 8 | 2032-08-01 | 47.2939 | 38.0844 |  |  | 8 | 85% | 0.44419 | 0.44877 | 0.44877 | 26.772 | 27.048 | 27.048
[6 empty] | 2031 | 2031-04-01 | 22.1996 | 19.74 | 2.4596 | 2032 |  | 7 | 6 | 5 | 9 | 2032-09-01 | 38.6768 | 32.8468 |  |  | 8 | 85% | 0.0059847 | 0.0060464 | 0.0060464 | 26.772 | 27.048 | 27.048
[6 empty] | 2031 | 2031-05-01 | 22.1996 | 19.74 | 2.4596 | 2032 |  | 7 | 6 | 5 | 10 | 2032-10-01 | 40.0782 | 32.4101 |  |  | 8 | 85% | 0.3478 | 0.35139 | 0.35139 | 26.772 | 27.048 | 27.048
[6 empty] | 2031 | 2031-06-01 | 22.1996 | 19.74 | 2.4596 | 2032 |  | 7 | 6 | 5 | 11 | 2032-11-01 | 65.3468 | 58.1601 |  |  | 8 | 85% | -0.54916 | -0.55482 | -0.55482 | 26.772 | 27.048 | 27.048
[6 empty] | 2031 | 2031-07-01 | 22.1996 | 19.74 | 2.4596 | 2032 |  | 7 | 6 | 5 | 12 | 2032-12-01 | 119.8189 | 95.6345 |  |  | 8 | 85% | 1.3043 | 1.3177 | 1.3177 | 26.772 | 27.048 | 27.048
[6 empty] | 2031 | 2031-08-01 | 22.1996 | 19.74 | 2.4596 | 2033 | 1 | 8 | 7 | 6 | 1 | 2033-01-01 | 154.5637 | 122.7789 |  |  | 8 | 85% | 1.8059 | 1.8059 | 1.8245 | 26.772 | 26.772 | 27.048
[6 empty] | 2031 | 2031-09-01 | 22.1996 | 19.74 | 2.4596 | 2033 | 1 | 8 | 7 | 6 | 2 | 2033-02-01 | 144.0519 | 115.3126 |  |  | 8 | 85% | 1.4974 | 1.4974 | 1.5129 | 26.772 | 26.772 | 27.048
[6 empty] | 2031 | 2031-10-01 | 22.1996 | 19.74 | 2.4596 | 2033 | 1 | 8 | 7 | 6 | 3 | 2033-03-01 | 59.7594 | 52.0011 |  |  | 8 | 85% | -0.25316 | -0.25316 | -0.25577 | 26.772 | 26.772 | 27.048
[6 empty] | 2031 | 2031-11-01 | 22.1996 | 19.74 | 2.4596 | 2033 | 1 | 8 | 7 | 6 | 4 | 2033-04-01 | 39.8493 | 33.616 |  |  | 8 | 85% | 0.053727 | 0.053727 | 0.054281 | 26.772 | 26.772 | 27.048
[6 empty] | 2031 | 2031-12-01 | 22.1996 | 19.74 | 2.4596 | 2033 | 1 | 8 | 7 | 6 | 5 | 2033-05-01 | 32.5029 | 27.725 |  |  | 8 | 85% | -0.020467 | -0.020467 | -0.020678 | 26.772 | 26.772 | 27.048
[6 empty] | 2032 | 2032-01-01 | 22.4896 | 20.03 | 2.4596 | 2033 | 1 | 8 | 7 | 6 | 6 | 2033-06-01 | 39.757 | 33.3984 |  |  | 8 | 85% | 0.082948 | 0.082948 | 0.083803 | 26.772 | 26.772 | 27.048
[6 empty] | 2032 | 2032-02-01 | 22.5388 | 20.03 | 2.5088 | 2033 | 1 | 8 | 7 | 6 | 7 | 2033-07-01 | 48.2773 | 38.2809 |  |  | 8 | 85% | 0.57844 | 0.57844 | 0.5844 | 26.772 | 26.772 | 27.048
[6 empty] | 2032 | 2032-03-01 | 22.5388 | 20.03 | 2.5088 | 2033 | 1 | 8 | 7 | 6 | 8 | 2033-08-01 | 48.7177 | 38.6573 |  |  | 8 | 85% | 0.57802 | 0.57802 | 0.58398 | 26.772 | 26.772 | 27.048
[6 empty] | 2032 | 2032-04-01 | 22.5388 | 20.03 | 2.5088 | 2033 | 1 | 8 | 7 | 6 | 9 | 2033-09-01 | 39.4958 | 34.0171 |  |  | 8 | 85% | -0.093586 | -0.093586 | -0.094551 | 26.772 | 26.772 | 27.048
[6 empty] | 2032 | 2032-05-01 | 22.5388 | 20.03 | 2.5088 | 2033 | 1 | 8 | 7 | 6 | 10 | 2033-10-01 | 43.1201 | 34.5699 |  |  | 8 | 85% | 0.43719 | 0.43719 | 0.4417 | 26.772 | 26.772 | 27.048
[6 empty] | 2032 | 2032-06-01 | 22.5388 | 20.03 | 2.5088 | 2033 | 1 | 8 | 7 | 6 | 11 | 2033-11-01 | 67.1266 | 58.6492 |  |  | 8 | 85% | -0.3342 | -0.3342 | -0.33764 | 26.772 | 26.772 | 27.048
[6 empty] | 2032 | 2032-07-01 | 22.5388 | 20.03 | 2.5088 | 2033 | 1 | 8 | 7 | 6 | 12 | 2033-12-01 | 119.4343 | 99.5938 | end of 2024 avoided cost forecast |  | 8 | 85% | 0.40428 | 0.40428 | 0.40845 | 26.772 | 26.772 | 27.048
[6 empty] | 2032 | 2032-08-01 | 22.5388 | 20.03 | 2.5088 | 2034 | 1.02 | 9 | 8 | 7 | 1 | 2034-01-01 | 157.655 | 125.2345 | 154.5637 | 122.7789 | 8 | 85% | 1.823 | 1.842 | 1.842 | 26.496 | 26.772 | 26.772
[6 empty] | 2032 | 2032-09-01 | 22.5388 | 20.03 | 2.5088 | 2034 | 1.02 | 9 | 8 | 7 | 2 | 2034-02-01 | 146.9329 | 117.6189 | 144.0519 | 115.3126 | 8 | 85% | 1.5117 | 1.5274 | 1.5274 | 26.496 | 26.772 | 26.772
[6 empty] | 2032 | 2032-10-01 | 22.5388 | 20.03 | 2.5088 | 2034 | 1.02 | 9 | 8 | 7 | 3 | 2034-03-01 | 60.9546 | 53.0411 | 59.7594 | 52.0011 | 8 | 85% | -0.25556 | -0.25822 | -0.25822 | 26.496 | 26.772 | 26.772
[6 empty] | 2032 | 2032-11-01 | 22.5388 | 20.03 | 2.5088 | 2034 | 1.02 | 9 | 8 | 7 | 4 | 2034-04-01 | 40.6463 | 34.2884 | 39.8493 | 33.616 | 8 | 85% | 0.054236 | 0.054801 | 0.054801 | 26.496 | 26.772 | 26.772
[6 empty] | 2032 | 2032-12-01 | 22.5388 | 20.03 | 2.5088 | 2034 | 1.02 | 9 | 8 | 7 | 5 | 2034-05-01 | 33.153 | 28.2795 | 32.5029 | 27.725 | 8 | 85% | -0.020661 | -0.020876 | -0.020876 | 26.496 | 26.772 | 26.772
[6 empty] | 2033 | 2033-01-01 | 22.8388 | 20.33 | 2.5088 | 2034 | 1.02 | 9 | 8 | 7 | 6 | 2034-06-01 | 40.5522 | 34.0664 | 39.757 | 33.3984 | 8 | 85% | 0.083735 | 0.084607 | 0.084607 | 26.496 | 26.772 | 26.772
[6 empty] | 2033 | 2033-02-01 | 22.889 | 20.33 | 2.559 | 2034 | 1.02 | 9 | 8 | 7 | 7 | 2034-07-01 | 49.2428 | 39.0465 | 48.2773 | 38.2809 | 8 | 85% | 0.58392 | 0.59001 | 0.59001 | 26.496 | 26.772 | 26.772
[6 empty] | 2033 | 2033-03-01 | 22.889 | 20.33 | 2.559 | 2034 | 1.02 | 9 | 8 | 7 | 8 | 2034-08-01 | 49.6921 | 39.4304 | 48.7177 | 38.6573 | 8 | 85% | 0.5835 | 0.58958 | 0.58958 | 26.496 | 26.772 | 26.772
[6 empty] | 2033 | 2033-04-01 | 22.889 | 20.33 | 2.559 | 2034 | 1.02 | 9 | 8 | 7 | 9 | 2034-09-01 | 40.2857 | 34.6974 | 39.4958 | 34.0171 | 8 | 85% | -0.094474 | -0.095458 | -0.095458 | 26.496 | 26.772 | 26.772
[6 empty] | 2033 | 2033-05-01 | 22.889 | 20.33 | 2.559 | 2034 | 1.02 | 9 | 8 | 7 | 10 | 2034-10-01 | 43.9825 | 35.2613 | 43.1201 | 34.5699 | 8 | 85% | 0.44134 | 0.44594 | 0.44594 | 26.496 | 26.772 | 26.772
[6 empty] | 2033 | 2033-06-01 | 22.889 | 20.33 | 2.559 | 2034 | 1.02 | 9 | 8 | 7 | 11 | 2034-11-01 | 68.4691 | 59.8222 | 67.1266 | 58.6492 | 8 | 85% | -0.33737 | -0.34088 | -0.34088 | 26.496 | 26.772 | 26.772
[6 empty] | 2033 | 2033-07-01 | 22.889 | 20.33 | 2.559 | 2034 | 1.02 | 9 | 8 | 7 | 12 | 2034-12-01 | 121.823 | 101.5857 | 119.4343 | 99.5938 | 8 | 85% | 0.40811 | 0.41236 | 0.41236 | 26.496 | 26.772 | 26.772
[6 empty] | 2033 | 2033-08-01 | 22.889 | 20.33 | 2.559 | 2035 | 1.0404 | 10 | 9 | 8 | 1 | 2035-01-01 | 160.8081 | 127.7391 | 154.5637 | 122.7789 | 8 | 85% | 1.8594 | 1.8594 | 1.8788 | 26.496 | 26.496 | 26.772
[6 empty] | 2033 | 2033-09-01 | 22.889 | 20.33 | 2.559 | 2035 | 1.0404 | 10 | 9 | 8 | 2 | 2035-02-01 | 149.8716 | 119.9712 | 144.0519 | 115.3126 | 8 | 85% | 1.5419 | 1.5419 | 1.5579 | 26.496 | 26.496 | 26.772
[6 empty] | 2033 | 2033-10-01 | 22.889 | 20.33 | 2.559 | 2035 | 1.0404 | 10 | 9 | 8 | 3 | 2035-03-01 | 62.1737 | 54.102 | 59.7594 | 52.0011 | 8 | 85% | -0.26067 | -0.26067 | -0.26339 | 26.496 | 26.496 | 26.772
[6 empty] | 2033 | 2033-11-01 | 22.889 | 20.33 | 2.559 | 2035 | 1.0404 | 10 | 9 | 8 | 4 | 2035-04-01 | 41.4592 | 34.9741 | 39.8493 | 33.616 | 8 | 85% | 0.055321 | 0.055321 | 0.055897 | 26.496 | 26.496 | 26.772
[6 empty] | 2033 | 2033-12-01 | 22.889 | 20.33 | 2.559 | 2035 | 1.0404 | 10 | 9 | 8 | 5 | 2035-05-01 | 33.8161 | 28.8451 | 32.5029 | 27.725 | 8 | 85% | -0.021074 | -0.021074 | -0.021294 | 26.496 | 26.496 | 26.772
[6 empty] | 2034 | 2034-01-01 | 23.199 | 20.64 | 2.559 | 2035 | 1.0404 | 10 | 9 | 8 | 6 | 2035-06-01 | 41.3632 | 34.7477 | 39.757 | 33.3984 | 8 | 85% | 0.08541 | 0.08541 | 0.086299 | 26.496 | 26.496 | 26.772
[6 empty] | 2034 | 2034-02-01 | 23.2502 | 20.64 | 2.6102 | 2035 | 1.0404 | 10 | 9 | 8 | 7 | 2035-07-01 | 50.2277 | 39.8275 | 48.2773 | 38.2809 | 8 | 85% | 0.5956 | 0.5956 | 0.60181 | 26.496 | 26.496 | 26.772
[6 empty] | 2034 | 2034-03-01 | 23.2502 | 20.64 | 2.6102 | 2035 | 1.0404 | 10 | 9 | 8 | 8 | 2035-08-01 | 50.6859 | 40.219 | 48.7177 | 38.6573 | 8 | 85% | 0.59517 | 0.59517 | 0.60137 | 26.496 | 26.496 | 26.772
[6 empty] | 2034 | 2034-04-01 | 23.2502 | 20.64 | 2.6102 | 2035 | 1.0404 | 10 | 9 | 8 | 9 | 2035-09-01 | 41.0914 | 35.3914 | 39.4958 | 34.0171 | 8 | 85% | -0.096363 | -0.096363 | -0.097367 | 26.496 | 26.496 | 26.772
[6 empty] | 2034 | 2034-05-01 | 23.2502 | 20.64 | 2.6102 | 2035 | 1.0404 | 10 | 9 | 8 | 10 | 2035-10-01 | 44.8621 | 35.9666 | 43.1201 | 34.5699 | 8 | 85% | 0.45017 | 0.45017 | 0.45486 | 26.496 | 26.496 | 26.772
[6 empty] | 2034 | 2034-06-01 | 23.2502 | 20.64 | 2.6102 | 2035 | 1.0404 | 10 | 9 | 8 | 11 | 2035-11-01 | 69.8385 | 61.0186 | 67.1266 | 58.6492 | 8 | 85% | -0.34411 | -0.34411 | -0.3477 | 26.496 | 26.496 | 26.772
[6 empty] | 2034 | 2034-07-01 | 23.2502 | 20.64 | 2.6102 | 2035 | 1.0404 | 10 | 9 | 8 | 12 | 2035-12-01 | 124.2595 | 103.6174 | 119.4343 | 99.5938 | 8 | 85% | 0.41628 | 0.41628 | 0.42061 | 26.496 | 26.496 | 26.772
[6 empty] | 2034 | 2034-08-01 | 23.2502 | 20.64 | 2.6102 | 2036 | 1.0612 | 11 | 10 | 9 | 1 | 2036-01-01 | 164.0243 | 130.2939 | 154.5637 | 122.7789 | 8 | 85% | 1.8769 | 1.8966 | 1.8966 | 26.22 | 26.496 | 26.496
[6 empty] | 2034 | 2034-09-01 | 23.2502 | 20.64 | 2.6102 | 2036 | 1.0612 | 11 | 10 | 9 | 2 | 2036-02-01 | 152.869 | 122.3707 | 144.0519 | 115.3126 | 8 | 85% | 1.5563 | 1.5727 | 1.5727 | 26.22 | 26.496 | 26.496
[6 empty] | 2034 | 2034-10-01 | 23.2502 | 20.64 | 2.6102 | 2036 | 1.0612 | 11 | 10 | 9 | 3 | 2036-03-01 | 63.4171 | 55.184 | 59.7594 | 52.0011 | 8 | 85% | -0.26311 | -0.26588 | -0.26588 | 26.22 | 26.496 | 26.496
[6 empty] | 2034 | 2034-11-01 | 23.2502 | 20.64 | 2.6102 | 2036 | 1.0612 | 11 | 10 | 9 | 4 | 2036-04-01 | 42.2884 | 35.6736 | 39.8493 | 33.616 | 8 | 85% | 0.05584 | 0.056427 | 0.056427 | 26.22 | 26.496 | 26.496
[6 empty] | 2034 | 2034-12-01 | 23.2502 | 20.64 | 2.6102 | 2036 | 1.0612 | 11 | 10 | 9 | 5 | 2036-05-01 | 34.4924 | 29.422 | 32.5029 | 27.725 | 8 | 85% | -0.021272 | -0.021496 | -0.021496 | 26.22 | 26.496 | 26.496
[6 empty] | 2035 | 2035-01-01 | 23.5602 | 20.95 | 2.6102 | 2036 | 1.0612 | 11 | 10 | 9 | 6 | 2036-06-01 | 42.1905 | 35.4427 | 39.757 | 33.3984 | 8 | 85% | 0.08621 | 0.087118 | 0.087118 | 26.22 | 26.496 | 26.496
[6 empty] | 2035 | 2035-02-01 | 23.6124 | 20.95 | 2.6624 | 2036 | 1.0612 | 11 | 10 | 9 | 7 | 2036-07-01 | 51.2322 | 40.624 | 48.2773 | 38.2809 | 8 | 85% | 0.60118 | 0.60751 | 0.60751 | 26.22 | 26.496 | 26.496
[6 empty] | 2035 | 2035-03-01 | 23.6124 | 20.95 | 2.6624 | 2036 | 1.0612 | 11 | 10 | 9 | 8 | 2036-08-01 | 51.6996 | 41.0234 | 48.7177 | 38.6573 | 8 | 85% | 0.60075 | 0.60708 | 0.60708 | 26.22 | 26.496 | 26.496
[6 empty] | 2035 | 2035-04-01 | 23.6124 | 20.95 | 2.6624 | 2036 | 1.0612 | 11 | 10 | 9 | 9 | 2036-09-01 | 41.9132 | 36.0992 | 39.4958 | 34.0171 | 8 | 85% | -0.097267 | -0.09829 | -0.09829 | 26.22 | 26.496 | 26.496
[6 empty] | 2035 | 2035-05-01 | 23.6124 | 20.95 | 2.6624 | 2036 | 1.0612 | 11 | 10 | 9 | 10 | 2036-10-01 | 45.7594 | 36.6859 | 43.1201 | 34.5699 | 8 | 85% | 0.45439 | 0.45917 | 0.45917 | 26.22 | 26.496 | 26.496
[6 empty] | 2035 | 2035-06-01 | 23.6124 | 20.95 | 2.6624 | 2036 | 1.0612 | 11 | 10 | 9 | 11 | 2036-11-01 | 71.2352 | 62.239 | 67.1266 | 58.6492 | 8 | 85% | -0.34734 | -0.351 | -0.351 | 26.22 | 26.496 | 26.496
[6 empty] | 2035 | 2035-07-01 | 23.6124 | 20.95 | 2.6624 | 2036 | 1.0612 | 11 | 10 | 9 | 12 | 2036-12-01 | 126.7447 | 105.6898 | 119.4343 | 99.5938 | 8 | 85% | 0.42018 | 0.4246 | 0.4246 | 26.22 | 26.496 | 26.496
[6 empty] | 2035 | 2035-08-01 | 23.6124 | 20.95 | 2.6624 | 2037 | 1.0824 | 12 | 11 | 10 | 1 | 2037-01-01 | 167.3048 | 132.8998 | 154.5637 | 122.7789 | 8 | 85% | 1.9144 | 1.9144 | 1.9346 | 26.22 | 26.22 | 26.496
[6 empty] | 2035 | 2035-09-01 | 23.6124 | 20.95 | 2.6624 | 2037 | 1.0824 | 12 | 11 | 10 | 2 | 2037-02-01 | 155.9264 | 124.8181 | 144.0519 | 115.3126 | 8 | 85% | 1.5875 | 1.5875 | 1.6042 | 26.22 | 26.22 | 26.496
[6 empty] | 2035 | 2035-10-01 | 23.6124 | 20.95 | 2.6624 | 2037 | 1.0824 | 12 | 11 | 10 | 3 | 2037-03-01 | 64.6855 | 56.2877 | 59.7594 | 52.0011 | 8 | 85% | -0.26838 | -0.26838 | -0.2712 | 26.22 | 26.22 | 26.496
[6 empty] | 2035 | 2035-11-01 | 23.6124 | 20.95 | 2.6624 | 2037 | 1.0824 | 12 | 11 | 10 | 4 | 2037-04-01 | 43.1342 | 36.3871 | 39.8493 | 33.616 | 8 | 85% | 0.056956 | 0.056956 | 0.057556 | 26.22 | 26.22 | 26.496
[6 empty] | 2035 | 2035-12-01 | 23.6124 | 20.95 | 2.6624 | 2037 | 1.0824 | 12 | 11 | 10 | 5 | 2037-05-01 | 35.1822 | 30.0104 | 32.5029 | 27.725 | 8 | 85% | -0.021697 | -0.021697 | -0.021926 | 26.22 | 26.22 | 26.496
[6 empty] | 2036 | 2036-01-01 | 23.9224 | 21.26 | 2.6624 | 2037 | 1.0824 | 12 | 11 | 10 | 6 | 2037-06-01 | 43.0343 | 36.1515 | 39.757 | 33.3984 | 8 | 85% | 0.087934 | 0.087934 | 0.08886 | 26.22 | 26.22 | 26.496
[6 empty] | 2036 | 2036-02-01 | 23.9756 | 21.26 | 2.7156 | 2037 | 1.0824 | 12 | 11 | 10 | 7 | 2037-07-01 | 52.2569 | 41.4365 | 48.2773 | 38.2809 | 8 | 85% | 0.61321 | 0.61321 | 0.61966 | 26.22 | 26.22 | 26.496
[6 empty] | 2036 | 2036-03-01 | 23.9756 | 21.26 | 2.7156 | 2037 | 1.0824 | 12 | 11 | 10 | 8 | 2037-08-01 | 52.7336 | 41.8439 | 48.7177 | 38.6573 | 8 | 85% | 0.61277 | 0.61277 | 0.61922 | 26.22 | 26.22 | 26.496
[6 empty] | 2036 | 2036-04-01 | 23.9756 | 21.26 | 2.7156 | 2037 | 1.0824 | 12 | 11 | 10 | 9 | 2037-09-01 | 42.7515 | 36.8212 | 39.4958 | 34.0171 | 8 | 85% | -0.099212 | -0.099212 | -0.10026 | 26.22 | 26.22 | 26.496
[6 empty] | 2036 | 2036-05-01 | 23.9756 | 21.26 | 2.7156 | 2037 | 1.0824 | 12 | 11 | 10 | 10 | 2037-10-01 | 46.6745 | 37.4196 | 43.1201 | 34.5699 | 8 | 85% | 0.46348 | 0.46348 | 0.46835 | 26.22 | 26.22 | 26.496
[6 empty] | 2036 | 2036-06-01 | 23.9756 | 21.26 | 2.7156 | 2037 | 1.0824 | 12 | 11 | 10 | 11 | 2037-11-01 | 72.66 | 63.4837 | 67.1266 | 58.6492 | 8 | 85% | -0.35429 | -0.35429 | -0.35802 | 26.22 | 26.22 | 26.496
[6 empty] | 2036 | 2036-07-01 | 23.9756 | 21.26 | 2.7156 | 2037 | 1.0824 | 12 | 11 | 10 | 12 | 2037-12-01 | 129.2796 | 107.8036 | 119.4343 | 99.5938 | 8 | 85% | 0.42858 | 0.42858 | 0.43309 | 26.22 | 26.22 | 26.496
[6 empty] | 2036 | 2036-08-01 | 23.9756 | 21.26 | 2.7156 | 2038 | 1.1041 | 13 | 12 | 11 | 1 | 2038-01-01 | 170.6508 | 135.5578 | 154.5637 | 122.7789 | 8 | 85% | 1.9527 | 1.9527 | 1.9527 | 26.22 | 26.22 | 26.22
[6 empty] | 2036 | 2036-09-01 | 23.9756 | 21.26 | 2.7156 | 2038 | 1.1041 | 13 | 12 | 11 | 2 | 2038-02-01 | 159.0449 | 127.3144 | 144.0519 | 115.3126 | 8 | 85% | 1.6192 | 1.6192 | 1.6192 | 26.22 | 26.22 | 26.22
[6 empty] | 2036 | 2036-10-01 | 23.9756 | 21.26 | 2.7156 | 2038 | 1.1041 | 13 | 12 | 11 | 3 | 2038-03-01 | 65.9792 | 57.4134 | 59.7594 | 52.0011 | 8 | 85% | -0.27374 | -0.27374 | -0.27374 | 26.22 | 26.22 | 26.22
[6 empty] | 2036 | 2036-11-01 | 23.9756 | 21.26 | 2.7156 | 2038 | 1.1041 | 13 | 12 | 11 | 4 | 2038-04-01 | 43.9969 | 37.1148 | 39.8493 | 33.616 | 8 | 85% | 0.058096 | 0.058096 | 0.058096 | 26.22 | 26.22 | 26.22
[6 empty] | 2036 | 2036-12-01 | 23.9756 | 21.26 | 2.7156 | 2038 | 1.1041 | 13 | 12 | 11 | 5 | 2038-05-01 | 35.8859 | 30.6106 | 32.5029 | 27.725 | 8 | 85% | -0.022131 | -0.022131 | -0.022131 | 26.22 | 26.22 | 26.22
[6 empty] | 2037 | 2037-01-01 | 24.2956 | 21.58 | 2.7156 | 2038 | 1.1041 | 13 | 12 | 11 | 6 | 2038-06-01 | 43.895 | 36.8746 | 39.757 | 33.3984 | 8 | 85% | 0.089693 | 0.089693 | 0.089693 | 26.22 | 26.22 | 26.22
[6 empty] | 2037 | 2037-02-01 | 24.3499 | 21.58 | 2.7699 | 2038 | 1.1041 | 13 | 12 | 11 | 7 | 2038-07-01 | 53.302 | 42.2652 | 48.2773 | 38.2809 | 8 | 85% | 0.62547 | 0.62547 | 0.62547 | 26.22 | 26.22 | 26.22
[6 empty] | 2037 | 2037-03-01 | 24.3499 | 21.58 | 2.7699 | 2038 | 1.1041 | 13 | 12 | 11 | 8 | 2038-08-01 | 53.7883 | 42.6808 | 48.7177 | 38.6573 | 8 | 85% | 0.62502 | 0.62502 | 0.62502 | 26.22 | 26.22 | 26.22
[6 empty] | 2037 | 2037-04-01 | 24.3499 | 21.58 | 2.7699 | 2038 | 1.1041 | 13 | 12 | 11 | 9 | 2038-09-01 | 43.6065 | 37.5576 | 39.4958 | 34.0171 | 8 | 85% | -0.1012 | -0.1012 | -0.1012 | 26.22 | 26.22 | 26.22
[6 empty] | 2037 | 2037-05-01 | 24.3499 | 21.58 | 2.7699 | 2038 | 1.1041 | 13 | 12 | 11 | 10 | 2038-10-01 | 47.608 | 38.168 | 43.1201 | 34.5699 | 8 | 85% | 0.47275 | 0.47275 | 0.47275 | 26.22 | 26.22 | 26.22
[6 empty] | 2037 | 2037-06-01 | 24.3499 | 21.58 | 2.7699 | 2038 | 1.1041 | 13 | 12 | 11 | 11 | 2038-11-01 | 74.1132 | 64.7534 | 67.1266 | 58.6492 | 8 | 85% | -0.36137 | -0.36137 | -0.36137 | 26.22 | 26.22 | 26.22
[6 empty] | 2037 | 2037-07-01 | 24.3499 | 21.58 | 2.7699 | 2038 | 1.1041 | 13 | 12 | 11 | 12 | 2038-12-01 | 131.8652 | 109.9596 | 119.4343 | 99.5938 | 8 | 85% | 0.43715 | 0.43715 | 0.43715 | 26.22 | 26.22 | 26.22
[6 empty] | 2037 | 2037-08-01 | 24.3499 | 21.58 | 2.7699 | 2039 | 1.1262 | 14 | 13 | 12 | 1 | 2039-01-01 | 174.0639 | 138.269 | 154.5637 | 122.7789 | 8 | 85% | 1.9708 | 1.9918 | 1.9918 | 25.944 | 26.22 | 26.22
[6 empty] | 2037 | 2037-09-01 | 24.3499 | 21.58 | 2.7699 | 2039 | 1.1262 | 14 | 13 | 12 | 2 | 2039-02-01 | 162.2258 | 129.8607 | 144.0519 | 115.3126 | 8 | 85% | 1.6342 | 1.6516 | 1.6516 | 25.944 | 26.22 | 26.22
[6 empty] | 2037 | 2037-10-01 | 24.3499 | 21.58 | 2.7699 | 2039 | 1.1262 | 14 | 13 | 12 | 3 | 2039-03-01 | 67.2988 | 58.5617 | 59.7594 | 52.0011 | 8 | 85% | -0.27628 | -0.27922 | -0.27922 | 25.944 | 26.22 | 26.22
[6 empty] | 2037 | 2037-11-01 | 24.3499 | 21.58 | 2.7699 | 2039 | 1.1262 | 14 | 13 | 12 | 4 | 2039-04-01 | 44.8768 | 37.8571 | 39.8493 | 33.616 | 8 | 85% | 0.058634 | 0.059257 | 0.059257 | 25.944 | 26.22 | 26.22
[6 empty] | 2037 | 2037-12-01 | 24.3499 | 21.58 | 2.7699 | 2039 | 1.1262 | 14 | 13 | 12 | 5 | 2039-05-01 | 36.6036 | 31.2228 | 32.5029 | 27.725 | 8 | 85% | -0.022336 | -0.022574 | -0.022574 | 25.944 | 26.22 | 26.22
[6 empty] | 2038 | 2038-01-01 | 24.6699 | 21.9 | 2.7699 | 2039 | 1.1262 | 14 | 13 | 12 | 6 | 2039-06-01 | 44.7729 | 37.6121 | 39.757 | 33.3984 | 8 | 85% | 0.090524 | 0.091487 | 0.091487 | 25.944 | 26.22 | 26.22
[6 empty] | 2038 | 2038-02-01 | 24.7253 | 21.9 | 2.8253 | 2039 | 1.1262 | 14 | 13 | 12 | 7 | 2039-07-01 | 54.368 | 43.1105 | 48.2773 | 38.2809 | 8 | 85% | 0.63127 | 0.63798 | 0.63798 | 25.944 | 26.22 | 26.22
[6 empty] | 2038 | 2038-03-01 | 24.7253 | 21.9 | 2.8253 | 2039 | 1.1262 | 14 | 13 | 12 | 8 | 2039-08-01 | 54.8641 | 43.5344 | 48.7177 | 38.6573 | 8 | 85% | 0.63081 | 0.63752 | 0.63752 | 25.944 | 26.22 | 26.22
[6 empty] | 2038 | 2038-04-01 | 24.7253 | 21.9 | 2.8253 | 2039 | 1.1262 | 14 | 13 | 12 | 9 | 2039-09-01 | 44.4786 | 38.3088 | 39.4958 | 34.0171 | 8 | 85% | -0.10213 | -0.10322 | -0.10322 | 25.944 | 26.22 | 26.22
[6 empty] | 2038 | 2038-05-01 | 24.7253 | 21.9 | 2.8253 | 2039 | 1.1262 | 14 | 13 | 12 | 10 | 2039-10-01 | 48.5602 | 38.9314 | 43.1201 | 34.5699 | 8 | 85% | 0.47712 | 0.4822 | 0.4822 | 25.944 | 26.22 | 26.22
[6 empty] | 2038 | 2038-06-01 | 24.7253 | 21.9 | 2.8253 | 2039 | 1.1262 | 14 | 13 | 12 | 11 | 2039-11-01 | 75.5954 | 66.0485 | 67.1266 | 58.6492 | 8 | 85% | -0.36472 | -0.3686 | -0.3686 | 25.944 | 26.22 | 26.22
[6 empty] | 2038 | 2038-07-01 | 24.7253 | 21.9 | 2.8253 | 2039 | 1.1262 | 14 | 13 | 12 | 12 | 2039-12-01 | 134.5025 | 112.1588 | 119.4343 | 99.5938 | 8 | 85% | 0.4412 | 0.4459 | 0.4459 | 25.944 | 26.22 | 26.22
[6 empty] | 2038 | 2038-08-01 | 24.7253 | 21.9 | 2.8253 | 2040 | 1.1487 | 15 | 14 | 13 | 1 | 2040-01-01 | 177.5451 | 141.0343 | 154.5637 | 122.7789 | 8 | 85% | 1.9888 | 2.0102 | 2.0316 | 25.668 | 25.944 | 26.22
[6 empty] | 2038 | 2038-09-01 | 24.7253 | 21.9 | 2.8253 | 2040 | 1.1487 | 15 | 14 | 13 | 2 | 2040-02-01 | 165.4703 | 132.4579 | 144.0519 | 115.3126 | 8 | 85% | 1.6492 | 1.6669 | 1.6846 | 25.668 | 25.944 | 26.22
[6 empty] | 2038 | 2038-10-01 | 24.7253 | 21.9 | 2.8253 | 2040 | 1.1487 | 15 | 14 | 13 | 3 | 2040-03-01 | 68.6447 | 59.7329 | 59.7594 | 52.0011 | 8 | 85% | -0.27881 | -0.28181 | -0.2848 | 25.668 | 25.944 | 26.22
[6 empty] | 2038 | 2038-11-01 | 24.7253 | 21.9 | 2.8253 | 2040 | 1.1487 | 15 | 14 | 13 | 4 | 2040-04-01 | 45.7743 | 38.6143 | 39.8493 | 33.616 | 8 | 85% | 0.05917 | 0.059806 | 0.060443 | 25.668 | 25.944 | 26.22
[6 empty] | 2038 | 2038-12-01 | 24.7253 | 21.9 | 2.8253 | 2040 | 1.1487 | 15 | 14 | 13 | 5 | 2040-05-01 | 37.3357 | 31.8473 | 32.5029 | 27.725 | 8 | 85% | -0.02254 | -0.022783 | -0.023025 | 25.668 | 25.944 | 26.22
[6 empty] | 2039 | 2039-01-01 | 25.0553 | 22.23 | 2.8253 | 2040 | 1.1487 | 15 | 14 | 13 | 6 | 2040-06-01 | 45.6683 | 38.3643 | 39.757 | 33.3984 | 8 | 85% | 0.091352 | 0.092334 | 0.093317 | 25.668 | 25.944 | 26.22
[6 empty] | 2039 | 2039-02-01 | 25.1118 | 22.23 | 2.8818 | 2040 | 1.1487 | 15 | 14 | 13 | 7 | 2040-07-01 | 55.4554 | 43.9727 | 48.2773 | 38.2809 | 8 | 85% | 0.63704 | 0.64389 | 0.65074 | 25.668 | 25.944 | 26.22
[6 empty] | 2039 | 2039-03-01 | 25.1118 | 22.23 | 2.8818 | 2040 | 1.1487 | 15 | 14 | 13 | 8 | 2040-08-01 | 55.9614 | 44.4051 | 48.7177 | 38.6573 | 8 | 85% | 0.63658 | 0.64343 | 0.65027 | 25.668 | 25.944 | 26.22
[6 empty] | 2039 | 2039-04-01 | 25.1118 | 22.23 | 2.8818 | 2040 | 1.1487 | 15 | 14 | 13 | 9 | 2040-09-01 | 45.3682 | 39.0749 | 39.4958 | 34.0171 | 8 | 85% | -0.10307 | -0.10418 | -0.10528 | 25.668 | 25.944 | 26.22
[6 empty] | 2039 | 2039-05-01 | 25.1118 | 22.23 | 2.8818 | 2040 | 1.1487 | 15 | 14 | 13 | 10 | 2040-10-01 | 49.5314 | 39.71 | 43.1201 | 34.5699 | 8 | 85% | 0.48149 | 0.48667 | 0.49184 | 25.668 | 25.944 | 26.22
[6 empty] | 2039 | 2039-06-01 | 25.1118 | 22.23 | 2.8818 | 2040 | 1.1487 | 15 | 14 | 13 | 11 | 2040-11-01 | 77.1073 | 67.3695 | 67.1266 | 58.6492 | 8 | 85% | -0.36806 | -0.37201 | -0.37597 | 25.668 | 25.944 | 26.22
[6 empty] | 2039 | 2039-07-01 | 25.1118 | 22.23 | 2.8818 | 2040 | 1.1487 | 15 | 14 | 13 | 12 | 2040-12-01 | 137.1925 | 114.402 | 119.4343 | 99.5938 | 8 | 85% | 0.44524 | 0.45003 | 0.45481 | 25.668 | 25.944 | 26.22
[6 empty] | 2039 | 2039-08-01 | 25.1118 | 22.23 | 2.8818 | 2041 | 1.1717 | 16 | 15 | 14 | 1 | 2041-01-01 | 181.096 | 143.855 | 154.5637 | 122.7789 | 8 | 85% | 2.0286 | 2.0286 | 2.0504 | 25.668 | 25.668 | 25.944
[6 empty] | 2039 | 2039-09-01 | 25.1118 | 22.23 | 2.8818 | 2041 | 1.1717 | 16 | 15 | 14 | 2 | 2041-02-01 | 168.7798 | 135.1071 | 144.0519 | 115.3126 | 8 | 85% | 1.6821 | 1.6821 | 1.7002 | 25.668 | 25.668 | 25.944
[6 empty] | 2039 | 2039-10-01 | 25.1118 | 22.23 | 2.8818 | 2041 | 1.1717 | 16 | 15 | 14 | 3 | 2041-03-01 | 70.0176 | 60.9276 | 59.7594 | 52.0011 | 8 | 85% | -0.28438 | -0.28438 | -0.28744 | 25.668 | 25.668 | 25.944
[6 empty] | 2039 | 2039-11-01 | 25.1118 | 22.23 | 2.8818 | 2041 | 1.1717 | 16 | 15 | 14 | 4 | 2041-04-01 | 46.6898 | 39.3866 | 39.8493 | 33.616 | 8 | 85% | 0.060353 | 0.060353 | 0.061002 | 25.668 | 25.668 | 25.944
[6 empty] | 2039 | 2039-12-01 | 25.1118 | 22.23 | 2.8818 | 2041 | 1.1717 | 16 | 15 | 14 | 5 | 2041-05-01 | 38.0824 | 32.4842 | 32.5029 | 27.725 | 8 | 85% | -0.022991 | -0.022991 | -0.023239 | 25.668 | 25.668 | 25.944
[6 empty] | 2040 | 2040-01-01 | 25.4418 | 22.56 | 2.8818 | 2041 | 1.1717 | 16 | 15 | 14 | 6 | 2041-06-01 | 46.5817 | 39.1316 | 39.757 | 33.3984 | 8 | 85% | 0.093179 | 0.093179 | 0.094181 | 25.668 | 25.668 | 25.944
[6 empty] | 2040 | 2040-02-01 | 25.4995 | 22.56 | 2.9395 | 2041 | 1.1717 | 16 | 15 | 14 | 7 | 2041-07-01 | 56.5645 | 44.8522 | 48.2773 | 38.2809 | 8 | 85% | 0.64978 | 0.64978 | 0.65677 | 25.668 | 25.668 | 25.944
[6 empty] | 2040 | 2040-03-01 | 25.4995 | 22.56 | 2.9395 | 2041 | 1.1717 | 16 | 15 | 14 | 8 | 2041-08-01 | 57.0806 | 45.2932 | 48.7177 | 38.6573 | 8 | 85% | 0.64932 | 0.64932 | 0.6563 | 25.668 | 25.668 | 25.944
[6 empty] | 2040 | 2040-04-01 | 25.4995 | 22.56 | 2.9395 | 2041 | 1.1717 | 16 | 15 | 14 | 9 | 2041-09-01 | 46.2756 | 39.8564 | 39.4958 | 34.0171 | 8 | 85% | -0.10513 | -0.10513 | -0.10626 | 25.668 | 25.668 | 25.944
[6 empty] | 2040 | 2040-05-01 | 25.4995 | 22.56 | 2.9395 | 2041 | 1.1717 | 16 | 15 | 14 | 10 | 2041-10-01 | 50.522 | 40.5042 | 43.1201 | 34.5699 | 8 | 85% | 0.49112 | 0.49112 | 0.4964 | 25.668 | 25.668 | 25.944
[6 empty] | 2040 | 2040-06-01 | 25.4995 | 22.56 | 2.9395 | 2041 | 1.1717 | 16 | 15 | 14 | 11 | 2041-11-01 | 78.6495 | 68.7169 | 67.1266 | 58.6492 | 8 | 85% | -0.37542 | -0.37542 | -0.37945 | 25.668 | 25.668 | 25.944
[6 empty] | 2040 | 2040-07-01 | 25.4995 | 22.56 | 2.9395 | 2041 | 1.1717 | 16 | 15 | 14 | 12 | 2041-12-01 | 139.9364 | 116.69 | 119.4343 | 99.5938 | 8 | 85% | 0.45414 | 0.45414 | 0.45903 | 25.668 | 25.668 | 25.944
[6 empty] | 2040 | 2040-08-01 | 25.4995 | 22.56 | 2.9395 | 2042 | 1.1951 | 17 | 16 | 15 | 1 | 2042-01-01 | 184.718 | 146.7321 | 154.5637 | 122.7789 | 8 | 85% | 2.0469 | 2.0692 | 2.0692 | 25.392 | 25.668 | 25.668
[6 empty] | 2040 | 2040-09-01 | 25.4995 | 22.56 | 2.9395 | 2042 | 1.1951 | 17 | 16 | 15 | 2 | 2042-02-01 | 172.1554 | 137.8092 | 144.0519 | 115.3126 | 8 | 85% | 1.6973 | 1.7158 | 1.7158 | 25.392 | 25.668 | 25.668
[6 empty] | 2040 | 2040-10-01 | 25.4995 | 22.56 | 2.9395 | 2042 | 1.1951 | 17 | 16 | 15 | 3 | 2042-03-01 | 71.418 | 62.1462 | 59.7594 | 52.0011 | 8 | 85% | -0.28695 | -0.29007 | -0.29007 | 25.392 | 25.668 | 25.668
[6 empty] | 2040 | 2040-11-01 | 25.4995 | 22.56 | 2.9395 | 2042 | 1.1951 | 17 | 16 | 15 | 4 | 2042-04-01 | 47.6236 | 40.1743 | 39.8493 | 33.616 | 8 | 85% | 0.060899 | 0.061561 | 0.061561 | 25.392 | 25.668 | 25.668
[6 empty] | 2040 | 2040-12-01 | 25.4995 | 22.56 | 2.9395 | 2042 | 1.1951 | 17 | 16 | 15 | 5 | 2042-05-01 | 38.844 | 33.1339 | 32.5029 | 27.725 | 8 | 85% | -0.023199 | -0.023451 | -0.023451 | 25.392 | 25.668 | 25.668
[6 empty] | 2041 | 2041-01-01 | 25.8395 | 22.9 | 2.9395 | 2042 | 1.1951 | 17 | 16 | 15 | 6 | 2042-06-01 | 47.5133 | 39.9142 | 39.757 | 33.3984 | 8 | 85% | 0.094021 | 0.095043 | 0.095043 | 25.392 | 25.668 | 25.668
[6 empty] | 2041 | 2041-02-01 | 25.8983 | 22.9 | 2.9983 | 2042 | 1.1951 | 17 | 16 | 15 | 7 | 2042-07-01 | 57.6958 | 45.7492 | 48.2773 | 38.2809 | 8 | 85% | 0.65565 | 0.66278 | 0.66278 | 25.392 | 25.668 | 25.668
[6 empty] | 2041 | 2041-03-01 | 25.8983 | 22.9 | 2.9983 | 2042 | 1.1951 | 17 | 16 | 15 | 8 | 2042-08-01 | 58.2222 | 46.199 | 48.7177 | 38.6573 | 8 | 85% | 0.65518 | 0.6623 | 0.6623 | 25.392 | 25.668 | 25.668
[6 empty] | 2041 | 2041-04-01 | 25.8983 | 22.9 | 2.9983 | 2042 | 1.1951 | 17 | 16 | 15 | 9 | 2042-09-01 | 47.2011 | 40.6536 | 39.4958 | 34.0171 | 8 | 85% | -0.10608 | -0.10723 | -0.10723 | 25.392 | 25.668 | 25.668
[6 empty] | 2041 | 2041-05-01 | 25.8983 | 22.9 | 2.9983 | 2042 | 1.1951 | 17 | 16 | 15 | 10 | 2042-10-01 | 51.5325 | 41.3143 | 43.1201 | 34.5699 | 8 | 85% | 0.49556 | 0.50094 | 0.50094 | 25.392 | 25.668 | 25.668
[6 empty] | 2041 | 2041-06-01 | 25.8983 | 22.9 | 2.9983 | 2042 | 1.1951 | 17 | 16 | 15 | 11 | 2042-11-01 | 80.2225 | 70.0912 | 67.1266 | 58.6492 | 8 | 85% | -0.37881 | -0.38293 | -0.38293 | 25.392 | 25.668 | 25.668
[6 empty] | 2041 | 2041-07-01 | 25.8983 | 22.9 | 2.9983 | 2042 | 1.1951 | 17 | 16 | 15 | 12 | 2042-12-01 | 142.7351 | 119.0238 | 119.4343 | 99.5938 | 8 | 85% | 0.45825 | 0.46323 | 0.46323 | 25.392 | 25.668 | 25.668
[6 empty] | 2041 | 2041-08-01 | 25.8983 | 22.9 | 2.9983 | 2043 | 1.219 | 18 | 17 | 16 | 1 | 2043-01-01 | 188.4123 | 149.6668 | 154.5637 | 122.7789 | 8 | 85% | 2.0879 | 2.0879 | 2.1106 | 25.392 | 25.392 | 25.668
[6 empty] | 2041 | 2041-09-01 | 25.8983 | 22.9 | 2.9983 | 2043 | 1.219 | 18 | 17 | 16 | 2 | 2043-02-01 | 175.5985 | 140.5654 | 144.0519 | 115.3126 | 8 | 85% | 1.7313 | 1.7313 | 1.7501 | 25.392 | 25.392 | 25.668
[6 empty] | 2041 | 2041-10-01 | 25.8983 | 22.9 | 2.9983 | 2043 | 1.219 | 18 | 17 | 16 | 3 | 2043-03-01 | 72.8463 | 63.3891 | 59.7594 | 52.0011 | 8 | 85% | -0.29269 | -0.29269 | -0.29587 | 25.392 | 25.392 | 25.668
[6 empty] | 2041 | 2041-11-01 | 25.8983 | 22.9 | 2.9983 | 2043 | 1.219 | 18 | 17 | 16 | 4 | 2043-04-01 | 48.5761 | 40.9778 | 39.8493 | 33.616 | 8 | 85% | 0.062117 | 0.062117 | 0.062792 | 25.392 | 25.392 | 25.668
[6 empty] | 2041 | 2041-12-01 | 25.8983 | 22.9 | 2.9983 | 2043 | 1.219 | 18 | 17 | 16 | 5 | 2043-05-01 | 39.6209 | 33.7966 | 32.5029 | 27.725 | 8 | 85% | -0.023663 | -0.023663 | -0.02392 | 25.392 | 25.392 | 25.668
[6 empty] | 2042 | 2042-01-01 | 26.2483 | 23.25 | 2.9983 | 2043 | 1.219 | 18 | 17 | 16 | 6 | 2043-06-01 | 48.4636 | 40.7125 | 39.757 | 33.3984 | 8 | 85% | 0.095901 | 0.095901 | 0.096944 | 25.392 | 25.392 | 25.668
[6 empty] | 2042 | 2042-02-01 | 26.3082 | 23.25 | 3.0582 | 2043 | 1.219 | 18 | 17 | 16 | 7 | 2043-07-01 | 58.8497 | 46.6642 | 48.2773 | 38.2809 | 8 | 85% | 0.66876 | 0.66876 | 0.67603 | 25.392 | 25.392 | 25.668
[6 empty] | 2042 | 2042-03-01 | 26.3082 | 23.25 | 3.0582 | 2043 | 1.219 | 18 | 17 | 16 | 8 | 2043-08-01 | 59.3866 | 47.123 | 48.7177 | 38.6573 | 8 | 85% | 0.66828 | 0.66828 | 0.67555 | 25.392 | 25.392 | 25.668
[6 empty] | 2042 | 2042-04-01 | 26.3082 | 23.25 | 3.0582 | 2043 | 1.219 | 18 | 17 | 16 | 9 | 2043-09-01 | 48.1451 | 41.4666 | 39.4958 | 34.0171 | 8 | 85% | -0.1082 | -0.1082 | -0.10938 | 25.392 | 25.392 | 25.668
[6 empty] | 2042 | 2042-05-01 | 26.3082 | 23.25 | 3.0582 | 2043 | 1.219 | 18 | 17 | 16 | 10 | 2043-10-01 | 52.5631 | 42.1406 | 43.1201 | 34.5699 | 8 | 85% | 0.50547 | 0.50547 | 0.51096 | 25.392 | 25.392 | 25.668
[6 empty] | 2042 | 2042-06-01 | 26.3082 | 23.25 | 3.0582 | 2043 | 1.219 | 18 | 17 | 16 | 11 | 2043-11-01 | 81.8269 | 71.493 | 67.1266 | 58.6492 | 8 | 85% | -0.38638 | -0.38638 | -0.39058 | 25.392 | 25.392 | 25.668
[6 empty] | 2042 | 2042-07-01 | 26.3082 | 23.25 | 3.0582 | 2043 | 1.219 | 18 | 17 | 16 | 12 | 2043-12-01 | 145.5898 | 121.4043 | 119.4343 | 99.5938 | 8 | 85% | 0.46741 | 0.46741 | 0.47249 | 25.392 | 25.392 | 25.668
[6 empty] | 2042 | 2042-08-01 | 26.3082 | 23.25 | 3.0582 | 2044 | 1.2434 | 19 | 18 | 17 | 1 | 2044-01-01 | 192.1806 | 152.6601 | 154.5637 | 122.7789 | 8 | 85% | 2.1065 | 2.1296 | 2.1296 | 25.116 | 25.392 | 25.392
[6 empty] | 2042 | 2042-09-01 | 26.3082 | 23.25 | 3.0582 | 2044 | 1.2434 | 19 | 18 | 17 | 2 | 2044-02-01 | 179.1104 | 143.3767 | 144.0519 | 115.3126 | 8 | 85% | 1.7467 | 1.7659 | 1.7659 | 25.116 | 25.392 | 25.392
[6 empty] | 2042 | 2042-10-01 | 26.3082 | 23.25 | 3.0582 | 2044 | 1.2434 | 19 | 18 | 17 | 3 | 2044-03-01 | 74.3033 | 64.6569 | 59.7594 | 52.0011 | 8 | 85% | -0.2953 | -0.29855 | -0.29855 | 25.116 | 25.392 | 25.392
[6 empty] | 2042 | 2042-11-01 | 26.3082 | 23.25 | 3.0582 | 2044 | 1.2434 | 19 | 18 | 17 | 4 | 2044-04-01 | 49.5476 | 41.7973 | 39.8493 | 33.616 | 8 | 85% | 0.06267 | 0.063359 | 0.063359 | 25.116 | 25.392 | 25.392
[6 empty] | 2042 | 2042-12-01 | 26.3082 | 23.25 | 3.0582 | 2044 | 1.2434 | 19 | 18 | 17 | 5 | 2044-05-01 | 40.4133 | 34.4725 | 32.5029 | 27.725 | 8 | 85% | -0.023874 | -0.024136 | -0.024136 | 25.116 | 25.392 | 25.392
[6 empty] | 2043 | 2043-01-01 | 26.6582 | 23.6 | 3.0582 | 2044 | 1.2434 | 19 | 18 | 17 | 6 | 2044-06-01 | 49.4329 | 41.5268 | 39.757 | 33.3984 | 8 | 85% | 0.096756 | 0.097819 | 0.097819 | 25.116 | 25.392 | 25.392
[6 empty] | 2043 | 2043-02-01 | 26.7194 | 23.6 | 3.1194 | 2044 | 1.2434 | 19 | 18 | 17 | 7 | 2044-07-01 | 60.0267 | 47.5975 | 48.2773 | 38.2809 | 8 | 85% | 0.67473 | 0.68214 | 0.68214 | 25.116 | 25.392 | 25.392
[6 empty] | 2043 | 2043-03-01 | 26.7194 | 23.6 | 3.1194 | 2044 | 1.2434 | 19 | 18 | 17 | 8 | 2044-08-01 | 60.5744 | 48.0655 | 48.7177 | 38.6573 | 8 | 85% | 0.67424 | 0.68165 | 0.68165 | 25.116 | 25.392 | 25.392
[6 empty] | 2043 | 2043-04-01 | 26.7194 | 23.6 | 3.1194 | 2044 | 1.2434 | 19 | 18 | 17 | 9 | 2044-09-01 | 49.108 | 42.296 | 39.4958 | 34.0171 | 8 | 85% | -0.10916 | -0.11036 | -0.11036 | 25.116 | 25.392 | 25.392
[6 empty] | 2043 | 2043-05-01 | 26.7194 | 23.6 | 3.1194 | 2044 | 1.2434 | 19 | 18 | 17 | 10 | 2044-10-01 | 53.6144 | 42.9834 | 43.1201 | 34.5699 | 8 | 85% | 0.50997 | 0.51558 | 0.51558 | 25.116 | 25.392 | 25.392
[6 empty] | 2043 | 2043-06-01 | 26.7194 | 23.6 | 3.1194 | 2044 | 1.2434 | 19 | 18 | 17 | 11 | 2044-11-01 | 83.4634 | 72.9229 | 67.1266 | 58.6492 | 8 | 85% | -0.38983 | -0.39411 | -0.39411 | 25.116 | 25.392 | 25.392
[6 empty] | 2043 | 2043-07-01 | 26.7194 | 23.6 | 3.1194 | 2044 | 1.2434 | 19 | 18 | 17 | 12 | 2044-12-01 | 148.5016 | 123.8324 | 119.4343 | 99.5938 | 8 | 85% | 0.47158 | 0.47676 | 0.47676 | 25.116 | 25.392 | 25.392
[6 empty] | 2043 | 2043-08-01 | 26.7194 | 23.6 | 3.1194 | 2045 | 1.2682 | 20 | 19 | 18 | 1 | 2045-01-01 | 196.0242 | 155.7133 | 154.5637 | 122.7789 | 8 | 85% | 2.1486 | 2.1486 | 2.1722 | 25.116 | 25.116 | 25.392
[6 empty] | 2043 | 2043-09-01 | 26.7194 | 23.6 | 3.1194 | 2045 | 1.2682 | 20 | 19 | 18 | 2 | 2045-02-01 | 182.6926 | 146.2443 | 144.0519 | 115.3126 | 8 | 85% | 1.7817 | 1.7817 | 1.8012 | 25.116 | 25.116 | 25.392
[6 empty] | 2043 | 2043-10-01 | 26.7194 | 23.6 | 3.1194 | 2045 | 1.2682 | 20 | 19 | 18 | 3 | 2045-03-01 | 75.7893 | 65.95 | 59.7594 | 52.0011 | 8 | 85% | -0.30121 | -0.30121 | -0.30452 | 25.116 | 25.116 | 25.392
[6 empty] | 2043 | 2043-11-01 | 26.7194 | 23.6 | 3.1194 | 2045 | 1.2682 | 20 | 19 | 18 | 4 | 2045-04-01 | 50.5386 | 42.6333 | 39.8493 | 33.616 | 8 | 85% | 0.063924 | 0.063924 | 0.064626 | 25.116 | 25.116 | 25.392
[6 empty] | 2043 | 2043-12-01 | 26.7194 | 23.6 | 3.1194 | 2045 | 1.2682 | 20 | 19 | 18 | 5 | 2045-05-01 | 41.2216 | 35.162 | 32.5029 | 27.725 | 8 | 85% | -0.024351 | -0.024351 | -0.024619 | 25.116 | 25.116 | 25.392
[6 empty] | 2044 | 2044-01-01 | 27.0694 | 23.95 | 3.1194 | 2045 | 1.2682 | 20 | 19 | 18 | 6 | 2045-06-01 | 50.4215 | 42.3573 | 39.757 | 33.3984 | 8 | 85% | 0.098691 | 0.098691 | 0.099776 | 25.116 | 25.116 | 25.392
[6 empty] | 2044 | 2044-02-01 | 27.1318 | 23.95 | 3.1818 | 2045 | 1.2682 | 20 | 19 | 18 | 7 | 2045-07-01 | 61.2272 | 48.5494 | 48.2773 | 38.2809 | 8 | 85% | 0.68822 | 0.68822 | 0.69578 | 25.116 | 25.116 | 25.392
[6 empty] | 2044 | 2044-03-01 | 27.1318 | 23.95 | 3.1818 | 2045 | 1.2682 | 20 | 19 | 18 | 8 | 2045-08-01 | 61.7859 | 49.0268 | 48.7177 | 38.6573 | 8 | 85% | 0.68773 | 0.68773 | 0.69528 | 25.116 | 25.116 | 25.392
[6 empty] | 2044 | 2044-04-01 | 27.1318 | 23.95 | 3.1818 | 2045 | 1.2682 | 20 | 19 | 18 | 9 | 2045-09-01 | 50.0902 | 43.1419 | 39.4958 | 34.0171 | 8 | 85% | -0.11135 | -0.11135 | -0.11257 | 25.116 | 25.116 | 25.392
[6 empty] | 2044 | 2044-05-01 | 27.1318 | 23.95 | 3.1818 | 2045 | 1.2682 | 20 | 19 | 18 | 10 | 2045-10-01 | 54.6867 | 43.843 | 43.1201 | 34.5699 | 8 | 85% | 0.52017 | 0.52017 | 0.52589 | 25.116 | 25.116 | 25.392
[6 empty] | 2044 | 2044-06-01 | 27.1318 | 23.95 | 3.1818 | 2045 | 1.2682 | 20 | 19 | 18 | 11 | 2045-11-01 | 85.1327 | 74.3813 | 67.1266 | 58.6492 | 8 | 85% | -0.39762 | -0.39762 | -0.40199 | 25.116 | 25.116 | 25.392
[6 empty] | 2044 | 2044-07-01 | 27.1318 | 23.95 | 3.1818 | 2045 | 1.2682 | 20 | 19 | 18 | 12 | 2045-12-01 | 151.4716 | 126.3091 | 119.4343 | 99.5938 | 8 | 85% | 0.48101 | 0.48101 | 0.48629 | 25.116 | 25.116 | 25.392
[6 empty] | 2044 | 2044-08-01 | 27.1318 | 23.95 | 3.1818 | 2046 | 1.2936 | 21 | 20 | 19 | 1 | 2046-01-01 | 199.9447 | 158.8276 | 154.5637 | 122.7789 | 8 | 85% | 0 | 2.1916 | 2.1916 | 0 | 25.116 | 25.116
[6 empty] | 2044 | 2044-09-01 | 27.1318 | 23.95 | 3.1818 | 2046 | 1.2936 | 21 | 20 | 19 | 2 | 2046-02-01 | 186.3465 | 149.1692 | 144.0519 | 115.3126 | 8 | 85% | 0 | 1.8173 | 1.8173 | 0 | 25.116 | 25.116
[6 empty] | 2044 | 2044-10-01 | 27.1318 | 23.95 | 3.1818 | 2046 | 1.2936 | 21 | 20 | 19 | 3 | 2046-03-01 | 77.3051 | 67.269 | 59.7594 | 52.0011 | 8 | 85% | 0 | -0.30723 | -0.30723 | 0 | 25.116 | 25.116
[6 empty] | 2044 | 2044-11-01 | 27.1318 | 23.95 | 3.1818 | 2046 | 1.2936 | 21 | 20 | 19 | 4 | 2046-04-01 | 51.5493 | 43.4859 | 39.8493 | 33.616 | 8 | 85% | 0 | 0.065202 | 0.065202 | 0 | 25.116 | 25.116
[6 empty] | 2044 | 2044-12-01 | 27.1318 | 23.95 | 3.1818 | 2046 | 1.2936 | 21 | 20 | 19 | 5 | 2046-05-01 | 42.046 | 35.8652 | 32.5029 | 27.725 | 8 | 85% | 0 | -0.024838 | -0.024838 | 0 | 25.116 | 25.116
[6 empty] | 2045 | 2045-01-01 | 27.4918 | 24.31 | 3.1818 | 2046 | 1.2936 | 21 | 20 | 19 | 6 | 2046-06-01 | 51.43 | 43.2044 | 39.757 | 33.3984 | 8 | 85% | 0 | 0.10066 | 0.10066 | 0 | 25.116 | 25.116
[6 empty] | 2045 | 2045-02-01 | 27.5554 | 24.31 | 3.2454 | 2046 | 1.2936 | 21 | 20 | 19 | 7 | 2046-07-01 | 62.4518 | 49.5204 | 48.2773 | 38.2809 | 8 | 85% | 0 | 0.70198 | 0.70198 | 0 | 25.116 | 25.116
[6 empty] | 2045 | 2045-03-01 | 27.5554 | 24.31 | 3.2454 | 2046 | 1.2936 | 21 | 20 | 19 | 8 | 2046-08-01 | 63.0216 | 50.0073 | 48.7177 | 38.6573 | 8 | 85% | 0 | 0.70148 | 0.70148 | 0 | 25.116 | 25.116
[6 empty] | 2045 | 2045-04-01 | 27.5554 | 24.31 | 3.2454 | 2046 | 1.2936 | 21 | 20 | 19 | 9 | 2046-09-01 | 51.092 | 44.0047 | 39.4958 | 34.0171 | 8 | 85% | 0 | -0.11358 | -0.11358 | 0 | 25.116 | 25.116
[6 empty] | 2045 | 2045-05-01 | 27.5554 | 24.31 | 3.2454 | 2046 | 1.2936 | 21 | 20 | 19 | 10 | 2046-10-01 | 55.7804 | 44.7199 | 43.1201 | 34.5699 | 8 | 85% | 0 | 0.53057 | 0.53057 | 0 | 25.116 | 25.116
[6 empty] | 2045 | 2045-06-01 | 27.5554 | 24.31 | 3.2454 | 2046 | 1.2936 | 21 | 20 | 19 | 11 | 2046-11-01 | 86.8354 | 75.869 | 67.1266 | 58.6492 | 8 | 85% | 0 | -0.40558 | -0.40558 | 0 | 25.116 | 25.116
[6 empty] | 2045 | 2045-07-01 | 27.5554 | 24.31 | 3.2454 | 2046 | 1.2936 | 21 | 20 | 19 | 12 | 2046-12-01 | 154.501 | 128.8352 | 119.4343 | 99.5938 | 8 | 85% | 0 | 0.49063 | 0.49063 | 0 | 25.116 | 25.116
[6 empty] | 2045 | 2045-08-01 | 27.5554 | 24.31 | 3.2454 | 2047 | 1.3195 | 22 | 21 | 20 | 1 | 2047-01-01 | 203.9436 | 162.0041 | 154.5637 | 122.7789 | 8 | 85% | 0 | 0 | 2.2354 | 0 | 0 | 25.116
[6 empty] | 2045 | 2045-09-01 | 27.5554 | 24.31 | 3.2454 | 2047 | 1.3195 | 22 | 21 | 20 | 2 | 2047-02-01 | 190.0734 | 152.1525 | 144.0519 | 115.3126 | 8 | 85% | 0 | 0 | 1.8536 | 0 | 0 | 25.116
[6 empty] | 2045 | 2045-10-01 | 27.5554 | 24.31 | 3.2454 | 2047 | 1.3195 | 22 | 21 | 20 | 3 | 2047-03-01 | 78.8512 | 68.6144 | 59.7594 | 52.0011 | 8 | 85% | 0 | 0 | -0.31338 | 0 | 0 | 25.116
[6 empty] | 2045 | 2045-11-01 | 27.5554 | 24.31 | 3.2454 | 2047 | 1.3195 | 22 | 21 | 20 | 4 | 2047-04-01 | 52.5803 | 44.3557 | 39.8493 | 33.616 | 8 | 85% | 0 | 0 | 0.066506 | 0 | 0 | 25.116
[6 empty] | 2045 | 2045-12-01 | 27.5554 | 24.31 | 3.2454 | 2047 | 1.3195 | 22 | 21 | 20 | 5 | 2047-05-01 | 42.8869 | 36.5825 | 32.5029 | 27.725 | 8 | 85% | 0 | 0 | -0.025335 | 0 | 0 | 25.116
[6 empty] | 2046 | 2046-01-01 | 27.9154 | 24.67 | 3.2454 | 2047 | 1.3195 | 22 | 21 | 20 | 6 | 2047-06-01 | 52.4586 | 44.0685 | 39.757 | 33.3984 | 8 | 85% | 0 | 0 | 0.10268 | 0 | 0 | 25.116
[6 empty] | 2046 | 2046-02-01 | 27.9803 | 24.67 | 3.3103 | 2047 | 1.3195 | 22 | 21 | 20 | 7 | 2047-07-01 | 63.7008 | 50.5108 | 48.2773 | 38.2809 | 8 | 85% | 0 | 0 | 0.71602 | 0 | 0 | 25.116
[6 empty] | 2046 | 2046-03-01 | 27.9803 | 24.67 | 3.3103 | 2047 | 1.3195 | 22 | 21 | 20 | 8 | 2047-08-01 | 64.282 | 51.0075 | 48.7177 | 38.6573 | 8 | 85% | 0 | 0 | 0.71551 | 0 | 0 | 25.116
[6 empty] | 2046 | 2046-04-01 | 27.9803 | 24.67 | 3.3103 | 2047 | 1.3195 | 22 | 21 | 20 | 9 | 2047-09-01 | 52.1138 | 44.8848 | 39.4958 | 34.0171 | 8 | 85% | 0 | 0 | -0.11585 | 0 | 0 | 25.116
[6 empty] | 2046 | 2046-05-01 | 27.9803 | 24.67 | 3.3103 | 2047 | 1.3195 | 22 | 21 | 20 | 10 | 2047-10-01 | 56.896 | 45.6143 | 43.1201 | 34.5699 | 8 | 85% | 0 | 0 | 0.54119 | 0 | 0 | 25.116
[6 empty] | 2046 | 2046-06-01 | 27.9803 | 24.67 | 3.3103 | 2047 | 1.3195 | 22 | 21 | 20 | 11 | 2047-11-01 | 88.5721 | 77.3863 | 67.1266 | 58.6492 | 8 | 85% | 0 | 0 | -0.41369 | 0 | 0 | 25.116
[6 empty] | 2046 | 2046-07-01 | 27.9803 | 24.67 | 3.3103 | 2047 | 1.3195 | 22 | 21 | 20 | 12 | 2047-12-01 | 157.5911 | 131.4119 | 119.4343 | 99.5938 | 8 | 85% | 0 | 0 | 0.50044 | 0 | 0 | 25.116
[6 empty] | 2046 | 2046-08-01 | 27.9803 | 24.67 | 3.3103 | 2048 | 1.3459 | 23 | 22 | 21 | 1 | 2048-01-01 | 208.0224 | 165.2442 | 154.5637 | 122.7789 | 8 | 85% | 0 | 0 | 0 | 0 | 0 | 0
[6 empty] | 2046 | 2046-09-01 | 27.9803 | 24.67 | 3.3103 | 2048 | 1.3459 | 23 | 22 | 21 | 2 | 2048-02-01 | 193.8749 | 155.1956 | 144.0519 | 115.3126 | 8 | 85% | 0 | 0 | 0 | 0 | 0 | 0
[6 empty] | 2046 | 2046-10-01 | 27.9803 | 24.67 | 3.3103 | 2048 | 1.3459 | 23 | 22 | 21 | 3 | 2048-03-01 | 80.4282 | 69.9867 | 59.7594 | 52.0011 | 8 | 85% | 0 | 0 | 0 | 0 | 0 | 0
[6 empty] | 2046 | 2046-11-01 | 27.9803 | 24.67 | 3.3103 | 2048 | 1.3459 | 23 | 22 | 21 | 4 | 2048-04-01 | 53.6319 | 45.2428 | 39.8493 | 33.616 | 8 | 85% | 0 | 0 | 0 | 0 | 0 | 0
[6 empty] | 2046 | 2046-12-01 | 27.9803 | 24.67 | 3.3103 | 2048 | 1.3459 | 23 | 22 | 21 | 5 | 2048-05-01 | 43.7447 | 37.3142 | 32.5029 | 27.725 | 8 | 85% | 0 | 0 | 0 | 0 | 0 | 0
[6 empty] | 2047 | 2047-01-01 | 28.3503 | 25.04 | 3.3103 | 2048 | 1.3459 | 23 | 22 | 21 | 6 | 2048-06-01 | 53.5077 | 44.9499 | 39.757 | 33.3984 | 8 | 85% | 0 | 0 | 0 | 0 | 0 | 0
[6 empty] | 2047 | 2047-02-01 | 28.4165 | 25.04 | 3.3765 | 2048 | 1.3459 | 23 | 22 | 21 | 7 | 2048-07-01 | 64.9748 | 51.5211 | 48.2773 | 38.2809 | 8 | 85% | 0 | 0 | 0 | 0 | 0 | 0
[6 empty] | 2047 | 2047-03-01 | 28.4165 | 25.04 | 3.3765 | 2048 | 1.3459 | 23 | 22 | 21 | 8 | 2048-08-01 | 65.5676 | 52.0276 | 48.7177 | 38.6573 | 8 | 85% | 0 | 0 | 0 | 0 | 0 | 0
[6 empty] | 2047 | 2047-04-01 | 28.4165 | 25.04 | 3.3765 | 2048 | 1.3459 | 23 | 22 | 21 | 9 | 2048-09-01 | 53.1561 | 45.7825 | 39.4958 | 34.0171 | 8 | 85% | 0 | 0 | 0 | 0 | 0 | 0
[6 empty] | 2047 | 2047-05-01 | 28.4165 | 25.04 | 3.3765 | 2048 | 1.3459 | 23 | 22 | 21 | 10 | 2048-10-01 | 58.0339 | 46.5266 | 43.1201 | 34.5699 | 8 | 85% | 0 | 0 | 0 | 0 | 0 | 0
[6 empty] | 2047 | 2047-06-01 | 28.4165 | 25.04 | 3.3765 | 2048 | 1.3459 | 23 | 22 | 21 | 11 | 2048-11-01 | 90.3435 | 78.9341 | 67.1266 | 58.6492 | 8 | 85% | 0 | 0 | 0 | 0 | 0 | 0
[6 empty] | 2047 | 2047-07-01 | 28.4165 | 25.04 | 3.3765 | 2048 | 1.3459 | 23 | 22 | 21 | 12 | 2048-12-01 | 160.7429 | 134.0402 | 119.4343 | 99.5938 | 8 | 85% | 0 | 0 | 0 | 0 | 0 | 0
[6 empty] | 2047 | 2047-08-01 | 28.4165 | 25.04 | 3.3765 | 2049 | 1.3728 | 24 | 23 | 22 | 1 | 2049-01-01 | 212.1829 | 168.5491 | 154.5637 | 122.7789 | 8 | 85% | 0 | 0 | 0 | 0 | 0 | 0
[6 empty] | 2047 | 2047-09-01 | 28.4165 | 25.04 | 3.3765 | 2049 | 1.3728 | 24 | 23 | 22 | 2 | 2049-02-01 | 197.7524 | 158.2995 | 144.0519 | 115.3126 | 8 | 85% | 0 | 0 | 0 | 0 | 0 | 0
[6 empty] | 2047 | 2047-10-01 | 28.4165 | 25.04 | 3.3765 | 2049 | 1.3728 | 24 | 23 | 22 | 3 | 2049-03-01 | 82.0368 | 71.3864 | 59.7594 | 52.0011 | 8 | 85% | 0 | 0 | 0 | 0 | 0 | 0
[6 empty] | 2047 | 2047-11-01 | 28.4165 | 25.04 | 3.3765 | 2049 | 1.3728 | 24 | 23 | 22 | 4 | 2049-04-01 | 54.7046 | 46.1476 | 39.8493 | 33.616 | 8 | 85% | 0 | 0 | 0 | 0 | 0 | 0
[6 empty] | 2047 | 2047-12-01 | 28.4165 | 25.04 | 3.3765 | 2049 | 1.3728 | 24 | 23 | 22 | 5 | 2049-05-01 | 44.6196 | 38.0604 | 32.5029 | 27.725 | 8 | 85% | 0 | 0 | 0 | 0 | 0 | 0
[6 empty] | 2048 | 2048-01-01 | 28.7965 | 25.42 | 3.3765 | 2049 | 1.3728 | 24 | 23 | 22 | 6 | 2049-06-01 | 54.5779 | 45.8489 | 39.757 | 33.3984 | 8 | 85% | 0 | 0 | 0 | 0 | 0 | 0
[6 empty] | 2048 | 2048-02-01 | 28.8641 | 25.42 | 3.4441 | 2049 | 1.3728 | 24 | 23 | 22 | 7 | 2049-07-01 | 66.2743 | 52.5515 | 48.2773 | 38.2809 | 8 | 85% | 0 | 0 | 0 | 0 | 0 | 0
[6 empty] | 2048 | 2048-03-01 | 28.8641 | 25.42 | 3.4441 | 2049 | 1.3728 | 24 | 23 | 22 | 8 | 2049-08-01 | 66.879 | 53.0682 | 48.7177 | 38.6573 | 8 | 85% | 0 | 0 | 0 | 0 | 0 | 0
[6 empty] | 2048 | 2048-04-01 | 28.8641 | 25.42 | 3.4441 | 2049 | 1.3728 | 24 | 23 | 22 | 9 | 2049-09-01 | 54.2192 | 46.6982 | 39.4958 | 34.0171 | 8 | 85% | 0 | 0 | 0 | 0 | 0 | 0
[6 empty] | 2048 | 2048-05-01 | 28.8641 | 25.42 | 3.4441 | 2049 | 1.3728 | 24 | 23 | 22 | 10 | 2049-10-01 | 59.1946 | 47.4571 | 43.1201 | 34.5699 | 8 | 85% | 0 | 0 | 0 | 0 | 0 | 0
[6 empty] | 2048 | 2048-06-01 | 28.8641 | 25.42 | 3.4441 | 2049 | 1.3728 | 24 | 23 | 22 | 11 | 2049-11-01 | 92.1504 | 80.5127 | 67.1266 | 58.6492 | 8 | 85% | 0 | 0 | 0 | 0 | 0 | 0
[6 empty] | 2048 | 2048-07-01 | 28.8641 | 25.42 | 3.4441 | 2049 | 1.3728 | 24 | 23 | 22 | 12 | 2049-12-01 | 163.9577 | 136.721 | 119.4343 | 99.5938 | 8 | 85% | 0 | 0 | 0 | 0 | 0 | 0
[6 empty] | 2048 | 2048-08-01 | 28.8641 | 25.42 | 3.4441 | 2050 | 1.4002 | 25 | 24 | 23 | 1 | 2050-01-01 | 216.4265 | 171.9201 | 154.5637 | 122.7789 | 8 | 85% | 0 | 0 | 0 | 0 | 0 | 0
[6 empty] | 2048 | 2048-09-01 | 28.8641 | 25.42 | 3.4441 | 2050 | 1.4002 | 25 | 24 | 23 | 2 | 2050-02-01 | 201.7074 | 161.4655 | 144.0519 | 115.3126 | 8 | 85% | 0 | 0 | 0 | 0 | 0 | 0
[6 empty] | 2048 | 2048-10-01 | 28.8641 | 25.42 | 3.4441 | 2050 | 1.4002 | 25 | 24 | 23 | 3 | 2050-03-01 | 83.6775 | 72.8141 | 59.7594 | 52.0011 | 8 | 85% | 0 | 0 | 0 | 0 | 0 | 0
[6 empty] | 2048 | 2048-11-01 | 28.8641 | 25.42 | 3.4441 | 2050 | 1.4002 | 25 | 24 | 23 | 4 | 2050-04-01 | 55.7987 | 47.0706 | 39.8493 | 33.616 | 8 | 85% | 0 | 0 | 0 | 0 | 0 | 0
[6 empty] | 2048 | 2048-12-01 | 28.8641 | 25.42 | 3.4441 | 2050 | 1.4002 | 25 | 24 | 23 | 5 | 2050-05-01 | 45.512 | 38.8216 | 32.5029 | 27.725 | 8 | 85% | 0 | 0 | 0 | 0 | 0 | 0
[6 empty] | 2049 | 2049-01-01 | 29.2441 | 25.8 | 3.4441 | 2050 | 1.4002 | 25 | 24 | 23 | 6 | 2050-06-01 | 55.6694 | 46.7659 | 39.757 | 33.3984 | 8 | 85% | 0 | 0 | 0 | 0 | 0 | 0
[6 empty] | 2049 | 2049-02-01 | 29.3129 | 25.8 | 3.5129 | 2050 | 1.4002 | 25 | 24 | 23 | 7 | 2050-07-01 | 67.5998 | 53.6025 | 48.2773 | 38.2809 | 8 | 85% | 0 | 0 | 0 | 0 | 0 | 0
[6 empty] | 2049 | 2049-03-01 | 29.3129 | 25.8 | 3.5129 | 2050 | 1.4002 | 25 | 24 | 23 | 8 | 2050-08-01 | 68.2166 | 54.1295 | 48.7177 | 38.6573 | 8 | 85% | 0 | 0 | 0 | 0 | 0 | 0
[6 empty] | 2049 | 2049-04-01 | 29.3129 | 25.8 | 3.5129 | 2050 | 1.4002 | 25 | 24 | 23 | 9 | 2050-09-01 | 55.3036 | 47.6321 | 39.4958 | 34.0171 | 8 | 85% | 0 | 0 | 0 | 0 | 0 | 0
[6 empty] | 2049 | 2049-05-01 | 29.3129 | 25.8 | 3.5129 | 2050 | 1.4002 | 25 | 24 | 23 | 10 | 2050-10-01 | 60.3785 | 48.4063 | 43.1201 | 34.5699 | 8 | 85% | 0 | 0 | 0 | 0 | 0 | 0
[6 empty] | 2049 | 2049-06-01 | 29.3129 | 25.8 | 3.5129 | 2050 | 1.4002 | 25 | 24 | 23 | 11 | 2050-11-01 | 93.9934 | 82.123 | 67.1266 | 58.6492 | 8 | 85% | 0 | 0 | 0 | 0 | 0 | 0
[6 empty] | 2049 | 2049-07-01 | 29.3129 | 25.8 | 3.5129 | 2050 | 1.4002 | 25 | 24 | 23 | 12 | 2050-12-01 | 167.2369 | 139.4554 | 119.4343 | 99.5938 | 8 | 85% | 0 | 0 | 0 | 0 | 0 | 0
[6 empty] | 2049 | 2049-08-01 | 29.3129 | 25.8 | 3.5129 | 2051 | 1.4282 | 26 | 25 | 24 | 1 | 2051-01-01 | 220.7551 | 175.3585 | 154.5637 | 122.7789 | 8 | 85% | 0 | 0 | 0 | 0 | 0 | 0
[6 empty] | 2049 | 2049-09-01 | 29.3129 | 25.8 | 3.5129 | 2051 | 1.4282 | 26 | 25 | 24 | 2 | 2051-02-01 | 205.7416 | 164.6948 | 144.0519 | 115.3126 | 8 | 85% | 0 | 0 | 0 | 0 | 0 | 0
[6 empty] | 2049 | 2049-10-01 | 29.3129 | 25.8 | 3.5129 | 2051 | 1.4282 | 26 | 25 | 24 | 3 | 2051-03-01 | 85.3511 | 74.2704 | 59.7594 | 52.0011 | 8 | 85% | 0 | 0 | 0 | 0 | 0 | 0
[6 empty] | 2049 | 2049-11-01 | 29.3129 | 25.8 | 3.5129 | 2051 | 1.4282 | 26 | 25 | 24 | 4 | 2051-04-01 | 56.9146 | 48.012 | 39.8493 | 33.616 | 8 | 85% | 0 | 0 | 0 | 0 | 0 | 0
[6 empty] | 2049 | 2049-12-01 | 29.3129 | 25.8 | 3.5129 | 2051 | 1.4282 | 26 | 25 | 24 | 5 | 2051-05-01 | 46.4222 | 39.5981 | 32.5029 | 27.725 | 8 | 85% | 0 | 0 | 0 | 0 | 0 | 0
[6 empty] | 2050 | 2050-01-01 | 29.7029 | 26.19 | 3.5129 | 2051 | 1.4282 | 26 | 25 | 24 | 6 | 2051-06-01 | 56.7828 | 47.7012 | 39.757 | 33.3984 | 8 | 85% | 0 | 0 | 0 | 0 | 0 | 0
[6 empty] | 2050 | 2050-02-01 | 29.7732 | 26.19 | 3.5832 | 2051 | 1.4282 | 26 | 25 | 24 | 7 | 2051-07-01 | 68.9518 | 54.6746 | 48.2773 | 38.2809 | 8 | 85% | 0 | 0 | 0 | 0 | 0 | 0
[6 empty] | 2050 | 2050-03-01 | 29.7732 | 26.19 | 3.5832 | 2051 | 1.4282 | 26 | 25 | 24 | 8 | 2051-08-01 | 69.5809 | 55.2121 | 48.7177 | 38.6573 | 8 | 85% | 0 | 0 | 0 | 0 | 0 | 0
[6 empty] | 2050 | 2050-04-01 | 29.7732 | 26.19 | 3.5832 | 2051 | 1.4282 | 26 | 25 | 24 | 9 | 2051-09-01 | 56.4097 | 48.5848 | 39.4958 | 34.0171 | 8 | 85% | 0 | 0 | 0 | 0 | 0 | 0
[6 empty] | 2050 | 2050-05-01 | 29.7732 | 26.19 | 3.5832 | 2051 | 1.4282 | 26 | 25 | 24 | 10 | 2051-10-01 | 61.5861 | 49.3744 | 43.1201 | 34.5699 | 8 | 85% | 0 | 0 | 0 | 0 | 0 | 0
[6 empty] | 2050 | 2050-06-01 | 29.7732 | 26.19 | 3.5832 | 2051 | 1.4282 | 26 | 25 | 24 | 11 | 2051-11-01 | 95.8733 | 83.7655 | 67.1266 | 58.6492 | 8 | 85% | 0 | 0 | 0 | 0 | 0 | 0
[6 empty] | 2050 | 2050-07-01 | 29.7732 | 26.19 | 3.5832 | 2051 | 1.4282 | 26 | 25 | 24 | 12 | 2051-12-01 | 170.5816 | 142.2445 | 119.4343 | 99.5938 | 8 | 85% | 0 | 0 | 0 | 0 | 0 | 0
[6 empty] | 2050 | 2050-08-01 | 29.7732 | 26.19 | 3.5832 | 2052 | 1.4568 | 27 | 26 | 25 | 1 | 2052-01-01 | 225.1702 | 178.8656 | 154.5637 | 122.7789 | 8 | 85% | 0 | 0 | 0 | 0 | 0 | 0
[6 empty] | 2050 | 2050-09-01 | 29.7732 | 26.19 | 3.5832 | 2052 | 1.4568 | 27 | 26 | 25 | 2 | 2052-02-01 | 209.8564 | 167.9887 | 144.0519 | 115.3126 | 8 | 85% | 0 | 0 | 0 | 0 | 0 | 0
[6 empty] | 2050 | 2050-10-01 | 29.7732 | 26.19 | 3.5832 | 2052 | 1.4568 | 27 | 26 | 25 | 3 | 2052-03-01 | 87.0581 | 75.7558 | 59.7594 | 52.0011 | 8 | 85% | 0 | 0 | 0 | 0 | 0 | 0
[6 empty] | 2050 | 2050-11-01 | 29.7732 | 26.19 | 3.5832 | 2052 | 1.4568 | 27 | 26 | 25 | 4 | 2052-04-01 | 58.0529 | 48.9722 | 39.8493 | 33.616 | 8 | 85% | 0 | 0 | 0 | 0 | 0 | 0
[6 empty] | 2050 | 2050-12-01 | 29.7732 | 26.19 | 3.5832 | 2052 | 1.4568 | 27 | 26 | 25 | 5 | 2052-05-01 | 47.3506 | 40.39 | 32.5029 | 27.725 | 8 | 85% | 0 | 0 | 0 | 0 | 0 | 0
[6 empty] | 2051 | 2051-01-01 | 30.1632 | 26.58 | 3.5832 | 2052 | 1.4568 | 27 | 26 | 25 | 6 | 2052-06-01 | 57.9185 | 48.6552 | 39.757 | 33.3984 | 8 | 85% | 0 | 0 | 0 | 0 | 0 | 0
[6 empty] | 2051 | 2051-02-01 | 30.2349 | 26.58 | 3.6549 | 2052 | 1.4568 | 27 | 26 | 25 | 7 | 2052-07-01 | 70.3309 | 55.768 | 48.2773 | 38.2809 | 8 | 85% | 0 | 0 | 0 | 0 | 0 | 0
[6 empty] | 2051 | 2051-03-01 | 30.2349 | 26.58 | 3.6549 | 2052 | 1.4568 | 27 | 26 | 25 | 8 | 2052-08-01 | 70.9725 | 56.3164 | 48.7177 | 38.6573 | 8 | 85% | 0 | 0 | 0 | 0 | 0 | 0
[6 empty] | 2051 | 2051-04-01 | 30.2349 | 26.58 | 3.6549 | 2052 | 1.4568 | 27 | 26 | 25 | 9 | 2052-09-01 | 57.5379 | 49.5565 | 39.4958 | 34.0171 | 8 | 85% | 0 | 0 | 0 | 0 | 0 | 0
[6 empty] | 2051 | 2051-05-01 | 30.2349 | 26.58 | 3.6549 | 2052 | 1.4568 | 27 | 26 | 25 | 10 | 2052-10-01 | 62.8178 | 50.3619 | 43.1201 | 34.5699 | 8 | 85% | 0 | 0 | 0 | 0 | 0 | 0
[6 empty] | 2051 | 2051-06-01 | 30.2349 | 26.58 | 3.6549 | 2052 | 1.4568 | 27 | 26 | 25 | 11 | 2052-11-01 | 97.7907 | 85.4408 | 67.1266 | 58.6492 | 8 | 85% | 0 | 0 | 0 | 0 | 0 | 0
[6 empty] | 2051 | 2051-07-01 | 30.2349 | 26.58 | 3.6549 | 2052 | 1.4568 | 27 | 26 | 25 | 12 | 2052-12-01 | 173.9933 | 145.0894 | 119.4343 | 99.5938 | 8 | 85% | 0 | 0 | 0 | 0 | 0 | 0
[6 empty] | 2051 | 2051-08-01 | 30.2349 | 26.58 | 3.6549 | 2053 | 1.4859 | 28 | 27 | 26 | 1 | 2053-01-01 | 229.6736 | 182.4429 | 154.5637 | 122.7789 | 8 | 85% | 0 | 0 | 0 | 0 | 0 | 0
[6 empty] | 2051 | 2051-09-01 | 30.2349 | 26.58 | 3.6549 | 2053 | 1.4859 | 28 | 27 | 26 | 2 | 2053-02-01 | 214.0535 | 171.3485 | 144.0519 | 115.3126 | 8 | 85% | 0 | 0 | 0 | 0 | 0 | 0
[6 empty] | 2051 | 2051-10-01 | 30.2349 | 26.58 | 3.6549 | 2053 | 1.4859 | 28 | 27 | 26 | 3 | 2053-03-01 | 88.7993 | 77.2709 | 59.7594 | 52.0011 | 8 | 85% | 0 | 0 | 0 | 0 | 0 | 0
[6 empty] | 2051 | 2051-11-01 | 30.2349 | 26.58 | 3.6549 | 2053 | 1.4859 | 28 | 27 | 26 | 4 | 2053-04-01 | 59.214 | 49.9517 | 39.8493 | 33.616 | 8 | 85% | 0 | 0 | 0 | 0 | 0 | 0
[6 empty] | 2051 | 2051-12-01 | 30.2349 | 26.58 | 3.6549 | 2053 | 1.4859 | 28 | 27 | 26 | 5 | 2053-05-01 | 48.2977 | 41.1978 | 32.5029 | 27.725 | 8 | 85% | 0 | 0 | 0 | 0 | 0 | 0
[6 empty] | 2052 | 2052-01-01 | 30.6349 | 26.98 | 3.6549 | 2053 | 1.4859 | 28 | 27 | 26 | 6 | 2053-06-01 | 59.0769 | 49.6283 | 39.757 | 33.3984 | 8 | 85% | 0 | 0 | 0 | 0 | 0 | 0
[6 empty] | 2052 | 2052-02-01 | 30.708 | 26.98 | 3.728 | 2053 | 1.4859 | 28 | 27 | 26 | 7 | 2053-07-01 | 71.7375 | 56.8834 | 48.2773 | 38.2809 | 8 | 85% | 0 | 0 | 0 | 0 | 0 | 0
[6 empty] | 2052 | 2052-03-01 | 30.708 | 26.98 | 3.728 | 2053 | 1.4859 | 28 | 27 | 26 | 8 | 2053-08-01 | 72.392 | 57.4427 | 48.7177 | 38.6573 | 8 | 85% | 0 | 0 | 0 | 0 | 0 | 0
[6 empty] | 2052 | 2052-04-01 | 30.708 | 26.98 | 3.728 | 2053 | 1.4859 | 28 | 27 | 26 | 9 | 2053-09-01 | 58.6886 | 50.5476 | 39.4958 | 34.0171 | 8 | 85% | 0 | 0 | 0 | 0 | 0 | 0
[6 empty] | 2052 | 2052-05-01 | 30.708 | 26.98 | 3.728 | 2053 | 1.4859 | 28 | 27 | 26 | 10 | 2053-10-01 | 64.0741 | 51.3691 | 43.1201 | 34.5699 | 8 | 85% | 0 | 0 | 0 | 0 | 0 | 0
[6 empty] | 2052 | 2052-06-01 | 30.708 | 26.98 | 3.728 | 2053 | 1.4859 | 28 | 27 | 26 | 11 | 2053-11-01 | 99.7465 | 87.1496 | 67.1266 | 58.6492 | 8 | 85% | 0 | 0 | 0 | 0 | 0 | 0
[6 empty] | 2052 | 2052-07-01 | 30.708 | 26.98 | 3.728 | 2053 | 1.4859 | 28 | 27 | 26 | 12 | 2053-12-01 | 177.4731 | 147.9912 | 119.4343 | 99.5938 | 8 | 85% | 0 | 0 | 0 | 0 | 0 | 0
[6 empty] | 2052 | 2052-08-01 | 30.708 | 26.98 | 3.728 | 2054 | 1.5157 | 29 | 28 | 27 | 1 | 2054-01-01 | 234.267 | 186.0918 | 154.5637 | 122.7789 | 8 | 85% | 0 | 0 | 0 | 0 | 0 | 0
[6 empty] | 2052 | 2052-09-01 | 30.708 | 26.98 | 3.728 | 2054 | 1.5157 | 29 | 28 | 27 | 2 | 2054-02-01 | 218.3346 | 174.7754 | 144.0519 | 115.3126 | 8 | 85% | 0 | 0 | 0 | 0 | 0 | 0
[6 empty] | 2052 | 2052-10-01 | 30.708 | 26.98 | 3.728 | 2054 | 1.5157 | 29 | 28 | 27 | 3 | 2054-03-01 | 90.5753 | 78.8163 | 59.7594 | 52.0011 | 8 | 85% | 0 | 0 | 0 | 0 | 0 | 0
[6 empty] | 2052 | 2052-11-01 | 30.708 | 26.98 | 3.728 | 2054 | 1.5157 | 29 | 28 | 27 | 4 | 2054-04-01 | 60.3983 | 50.9507 | 39.8493 | 33.616 | 8 | 85% | 0 | 0 | 0 | 0 | 0 | 0
[6 empty] | 2052 | 2052-12-01 | 30.708 | 26.98 | 3.728 | 2054 | 1.5157 | 29 | 28 | 27 | 5 | 2054-05-01 | 49.2636 | 42.0218 | 32.5029 | 27.725 | 8 | 85% | 0 | 0 | 0 | 0 | 0 | 0
[6 empty] | 2053 | 2053-01-01 | 31.108 | 27.38 | 3.728 | 2054 | 1.5157 | 29 | 28 | 27 | 6 | 2054-06-01 | 60.2584 | 50.6209 | 39.757 | 33.3984 | 8 | 85% | 0 | 0 | 0 | 0 | 0 | 0
[6 empty] | 2053 | 2053-02-01 | 31.1825 | 27.38 | 3.8025 | 2054 | 1.5157 | 29 | 28 | 27 | 7 | 2054-07-01 | 73.1722 | 58.0211 | 48.2773 | 38.2809 | 8 | 85% | 0 | 0 | 0 | 0 | 0 | 0
[6 empty] | 2053 | 2053-03-01 | 31.1825 | 27.38 | 3.8025 | 2054 | 1.5157 | 29 | 28 | 27 | 8 | 2054-08-01 | 73.8398 | 58.5915 | 48.7177 | 38.6573 | 8 | 85% | 0 | 0 | 0 | 0 | 0 | 0
[6 empty] | 2053 | 2053-04-01 | 31.1825 | 27.38 | 3.8025 | 2054 | 1.5157 | 29 | 28 | 27 | 9 | 2054-09-01 | 59.8624 | 51.5586 | 39.4958 | 34.0171 | 8 | 85% | 0 | 0 | 0 | 0 | 0 | 0
[6 empty] | 2053 | 2053-05-01 | 31.1825 | 27.38 | 3.8025 | 2054 | 1.5157 | 29 | 28 | 27 | 10 | 2054-10-01 | 65.3556 | 52.3965 | 43.1201 | 34.5699 | 8 | 85% | 0 | 0 | 0 | 0 | 0 | 0
[6 empty] | 2053 | 2053-06-01 | 31.1825 | 27.38 | 3.8025 | 2054 | 1.5157 | 29 | 28 | 27 | 11 | 2054-11-01 | 101.7415 | 88.8926 | 67.1266 | 58.6492 | 8 | 85% | 0 | 0 | 0 | 0 | 0 | 0
[6 empty] | 2053 | 2053-07-01 | 31.1825 | 27.38 | 3.8025 | 2054 | 1.5157 | 29 | 28 | 27 | 12 | 2054-12-01 | 181.0226 | 150.951 | 119.4343 | 99.5938 | 8 | 85% | 0 | 0 | 0 | 0 | 0 | 0
[6 empty] | 2053 | 2053-08-01 | 31.1825 | 27.38 | 3.8025 | 2055 | 1.546 | 30 | 29 | 28 | 1 | 2055-01-01 | 238.9524 | 189.8136 | 154.5637 | 122.7789 | 8 | 85% |  | 0 | 0 | 0 | 0 | 0
[6 empty] | 2053 | 2053-09-01 | 31.1825 | 27.38 | 3.8025 | 2055 | 1.546 | 30 | 29 | 28 | 2 | 2055-02-01 | 222.7013 | 178.2709 | 144.0519 | 115.3126 | 8 | 85% |  | 0 | 0 | 0 | 0 | 0
[6 empty] | 2053 | 2053-10-01 | 31.1825 | 27.38 | 3.8025 | 2055 | 1.546 | 30 | 29 | 28 | 3 | 2055-03-01 | 92.3868 | 80.3927 | 59.7594 | 52.0011 | 8 | 85% |  | 0 | 0 | 0 | 0 | 0
[6 empty] | 2053 | 2053-11-01 | 31.1825 | 27.38 | 3.8025 | 2055 | 1.546 | 30 | 29 | 28 | 4 | 2055-04-01 | 61.6062 | 51.9697 | 39.8493 | 33.616 | 8 | 85% |  | 0 | 0 | 0 | 0 | 0
[6 empty] | 2053 | 2053-12-01 | 31.1825 | 27.38 | 3.8025 | 2055 | 1.546 | 30 | 29 | 28 | 5 | 2055-05-01 | 50.2489 | 42.8622 | 32.5029 | 27.725 | 8 | 85% |  | 0 | 0 | 0 | 0 | 0
[6 empty] | 2054 | 2054-01-01 | 31.5925 | 27.79 | 3.8025 | 2055 | 1.546 | 30 | 29 | 28 | 6 | 2055-06-01 | 61.4636 | 51.6333 | 39.757 | 33.3984 | 8 | 85% |  | 0 | 0 | 0 | 0 | 0
[6 empty] | 2054 | 2054-02-01 | 31.6686 | 27.79 | 3.8786 | 2055 | 1.546 | 30 | 29 | 28 | 7 | 2055-07-01 | 74.6357 | 59.1815 | 48.2773 | 38.2809 | 8 | 85% |  | 0 | 0 | 0 | 0 | 0
[6 empty] | 2054 | 2054-03-01 | 31.6686 | 27.79 | 3.8786 | 2055 | 1.546 | 30 | 29 | 28 | 8 | 2055-08-01 | 75.3166 | 59.7634 | 48.7177 | 38.6573 | 8 | 85% |  | 0 | 0 | 0 | 0 | 0
[6 empty] | 2054 | 2054-04-01 | 31.6686 | 27.79 | 3.8786 | 2055 | 1.546 | 30 | 29 | 28 | 9 | 2055-09-01 | 61.0596 | 52.5897 | 39.4958 | 34.0171 | 8 | 85% |  | 0 | 0 | 0 | 0 | 0
[6 empty] | 2054 | 2054-05-01 | 31.6686 | 27.79 | 3.8786 | 2055 | 1.546 | 30 | 29 | 28 | 10 | 2055-10-01 | 66.6627 | 53.4444 | 43.1201 | 34.5699 | 8 | 85% |  | 0 | 0 | 0 | 0 | 0
[6 empty] | 2054 | 2054-06-01 | 31.6686 | 27.79 | 3.8786 | 2055 | 1.546 | 30 | 29 | 28 | 11 | 2055-11-01 | 103.7763 | 90.6704 | 67.1266 | 58.6492 | 8 | 85% |  | 0 | 0 | 0 | 0 | 0
[6 empty] | 2054 | 2054-07-01 | 31.6686 | 27.79 | 3.8786 | 2055 | 1.546 | 30 | 29 | 28 | 12 | 2055-12-01 | 184.643 | 153.97 | 119.4343 | 99.5938 | 8 | 85% |  | 0 | 0 | 0 | 0 | 0
[6 empty] | 2054 | 2054-08-01 | 31.6686 | 27.79 | 3.8786 | 2056 | 1.5769 | 31 | 30 | 29 | 1 | 2056-01-01 | 243.7314 | 193.6099 | 154.5637 | 122.7789 | 8 | 85% |  |  | 0 | #N/A | 0 | 0
[6 empty] | 2054 | 2054-09-01 | 31.6686 | 27.79 | 3.8786 | 2056 | 1.5769 | 31 | 30 | 29 | 2 | 2056-02-01 | 227.1553 | 181.8364 | 144.0519 | 115.3126 | 8 | 85% |  |  | 0 | #N/A | 0 | 0
[6 empty] | 2054 | 2054-10-01 | 31.6686 | 27.79 | 3.8786 | 2056 | 1.5769 | 31 | 30 | 29 | 3 | 2056-03-01 | 94.2345 | 82.0005 | 59.7594 | 52.0011 | 8 | 85% |  |  | 0 | #N/A | 0 | 0
[6 empty] | 2054 | 2054-11-01 | 31.6686 | 27.79 | 3.8786 | 2056 | 1.5769 | 31 | 30 | 29 | 4 | 2056-04-01 | 62.8383 | 53.0091 | 39.8493 | 33.616 | 8 | 85% |  |  | 0 | #N/A | 0 | 0
[6 empty] | 2054 | 2054-12-01 | 31.6686 | 27.79 | 3.8786 | 2056 | 1.5769 | 31 | 30 | 29 | 5 | 2056-05-01 | 51.2539 | 43.7195 | 32.5029 | 27.725 | 8 | 85% |  |  | 0 | #N/A | 0 | 0
[6 empty] | 2055 | 2055-01-01 | 32.0886 | 28.21 | 3.8786 | 2056 | 1.5769 | 31 | 30 | 29 | 6 | 2056-06-01 | 62.6928 | 52.666 | 39.757 | 33.3984 | 8 | 85% |  |  | 0 | #N/A | 0 | 0
[6 empty] | 2055 | 2055-02-01 | 32.1661 | 28.21 | 3.9561 | 2056 | 1.5769 | 31 | 30 | 29 | 7 | 2056-07-01 | 76.1284 | 60.3651 | 48.2773 | 38.2809 | 8 | 85% |  |  | 0 | #N/A | 0 | 0
[6 empty] | 2055 | 2055-03-01 | 32.1661 | 28.21 | 3.9561 | 2056 | 1.5769 | 31 | 30 | 29 | 8 | 2056-08-01 | 76.823 | 60.9586 | 48.7177 | 38.6573 | 8 | 85% |  |  | 0 | #N/A | 0 | 0
[6 empty] | 2055 | 2055-04-01 | 32.1661 | 28.21 | 3.9561 | 2056 | 1.5769 | 31 | 30 | 29 | 9 | 2056-09-01 | 62.2808 | 53.6415 | 39.4958 | 34.0171 | 8 | 85% |  |  | 0 | #N/A | 0 | 0
[6 empty] | 2055 | 2055-05-01 | 32.1661 | 28.21 | 3.9561 | 2056 | 1.5769 | 31 | 30 | 29 | 10 | 2056-10-01 | 67.996 | 54.5133 | 43.1201 | 34.5699 | 8 | 85% |  |  | 0 | #N/A | 0 | 0
[6 empty] | 2055 | 2055-06-01 | 32.1661 | 28.21 | 3.9561 | 2056 | 1.5769 | 31 | 30 | 29 | 11 | 2056-11-01 | 105.8518 | 92.4838 | 67.1266 | 58.6492 | 8 | 85% |  |  | 0 | #N/A | 0 | 0
[6 empty] | 2055 | 2055-07-01 | 32.1661 | 28.21 | 3.9561 | 2056 | 1.5769 | 31 | 30 | 29 | 12 | 2056-12-01 | 188.3359 | 157.0494 | 119.4343 | 99.5938 | 8 | 85% |  |  | 0 | #N/A | 0 | 0
[6 empty] | 2055 | 2055-08-01 | 32.1661 | 28.21 | 3.9561 | 2057 | 1.6084 | 32 | 31 | 30 | 1 | 2057-01-01 | 248.6061 | 197.4821 | 154.5637 | 122.7789 | 8 | 85% |  |  |  | #N/A | #N/A | 0
[6 empty] | 2055 | 2055-09-01 | 32.1661 | 28.21 | 3.9561 | 2057 | 1.6084 | 32 | 31 | 30 | 2 | 2057-02-01 | 231.6984 | 185.4731 | 144.0519 | 115.3126 | 8 | 85% |  |  |  | #N/A | #N/A | 0
[6 empty] | 2055 | 2055-10-01 | 32.1661 | 28.21 | 3.9561 | 2057 | 1.6084 | 32 | 31 | 30 | 3 | 2057-03-01 | 96.1192 | 83.6405 | 59.7594 | 52.0011 | 8 | 85% |  |  |  | #N/A | #N/A | 0
[6 empty] | 2055 | 2055-11-01 | 32.1661 | 28.21 | 3.9561 | 2057 | 1.6084 | 32 | 31 | 30 | 4 | 2057-04-01 | 64.0951 | 54.0693 | 39.8493 | 33.616 | 8 | 85% |  |  |  | #N/A | #N/A | 0
[6 empty] | 2055 | 2055-12-01 | 32.1661 | 28.21 | 3.9561 | 2057 | 1.6084 | 32 | 31 | 30 | 5 | 2057-05-01 | 52.2789 | 44.5939 | 32.5029 | 27.725 | 8 | 85% |  |  |  | #N/A | #N/A | 0
[6 empty] | 2056 | 2056-01-01 | 32.5861 | 28.63 | 3.9561 | 2057 | 1.6084 | 32 | 31 | 30 | 6 | 2057-06-01 | 63.9467 | 53.7193 | 39.757 | 33.3984 | 8 | 85% |  |  |  | #N/A | #N/A | 0
[6 empty] | 2056 | 2056-02-01 | 32.6653 | 28.63 | 4.0353 | 2057 | 1.6084 | 32 | 31 | 30 | 7 | 2057-07-01 | 77.6509 | 61.5724 | 48.2773 | 38.2809 | 8 | 85% |  |  |  | #N/A | #N/A | 0
[6 empty] | 2056 | 2056-03-01 | 32.6653 | 28.63 | 4.0353 | 2057 | 1.6084 | 32 | 31 | 30 | 8 | 2057-08-01 | 78.3594 | 62.1778 | 48.7177 | 38.6573 | 8 | 85% |  |  |  | #N/A | #N/A | 0
[6 empty] | 2056 | 2056-04-01 | 32.6653 | 28.63 | 4.0353 | 2057 | 1.6084 | 32 | 31 | 30 | 9 | 2057-09-01 | 63.5264 | 54.7144 | 39.4958 | 34.0171 | 8 | 85% |  |  |  | #N/A | #N/A | 0
[6 empty] | 2056 | 2056-05-01 | 32.6653 | 28.63 | 4.0353 | 2057 | 1.6084 | 32 | 31 | 30 | 10 | 2057-10-01 | 69.3559 | 55.6036 | 43.1201 | 34.5699 | 8 | 85% |  |  |  | #N/A | #N/A | 0
[6 empty] | 2056 | 2056-06-01 | 32.6653 | 28.63 | 4.0353 | 2057 | 1.6084 | 32 | 31 | 30 | 11 | 2057-11-01 | 107.9689 | 94.3335 | 67.1266 | 58.6492 | 8 | 85% |  |  |  | #N/A | #N/A | 0
[6 empty] | 2056 | 2056-07-01 | 32.6653 | 28.63 | 4.0353 | 2057 | 1.6084 | 32 | 31 | 30 | 12 | 2057-12-01 | 192.1026 | 160.1904 | 119.4343 | 99.5938 | 8 | 85% |  |  |  | #N/A | #N/A | 0
[6 empty] | 2056 | 2056-08-01 | 32.6653 | 28.63 | 4.0353 | 2058 | 1.6406 |  | 32 | 31 | 1 | 2058-01-01 | 253.5782 | 201.4318 | 154.5637 | 122.7789 | 8 | 85% |  |  |  | #N/A | #N/A | #N/A
[6 empty] | 2056 | 2056-09-01 | 32.6653 | 28.63 | 4.0353 | 2058 | 1.6406 |  | 32 | 31 | 2 | 2058-02-01 | 236.3324 | 189.1826 | 144.0519 | 115.3126 | 8 | 85% |  |  |  | #N/A | #N/A | #N/A
[6 empty] | 2056 | 2056-10-01 | 32.6653 | 28.63 | 4.0353 | 2058 | 1.6406 |  | 32 | 31 | 3 | 2058-03-01 | 98.0416 | 85.3133 | 59.7594 | 52.0011 | 8 | 85% |  |  |  | #N/A | #N/A | #N/A
[10 empty] | 4.0353 | 2058 | 1.6406 |  | 32 | 31 | 4 | 2058-04-01 | 65.377 | 55.1507 | 39.8493 | 33.616 | 8 | 85% |  |  |  | #N/A | #N/A | #N/A
[10 empty] | 8.393e-18 | 2058 | 1.6406 |  | 32 | 31 | 5 | 2058-05-01 | 53.3245 | 45.4857 | 32.5029 | 27.725 | 8 | 85% |  |  |  | #N/A | #N/A | #N/A
[10 empty] | 8.393e-18 | 2058 | 1.6406 |  | 32 | 31 | 6 | 2058-06-01 | 65.2256 | 54.7937 | 39.757 | 33.3984 | 8 | 85% |  |  |  | #N/A | #N/A | #N/A
[10 empty] | 8.393e-18 | 2058 | 1.6406 |  | 32 | 31 | 7 | 2058-07-01 | 79.204 | 62.8039 | 48.2773 | 38.2809 | 8 | 85% |  |  |  | #N/A | #N/A | #N/A
[10 empty] | 8.393e-18 | 2058 | 1.6406 |  | 32 | 31 | 8 | 2058-08-01 | 79.9266 | 63.4214 | 48.7177 | 38.6573 | 8 | 85% |  |  |  | #N/A | #N/A | #N/A
[10 empty] | 8.393e-18 | 2058 | 1.6406 |  | 32 | 31 | 9 | 2058-09-01 | 64.797 | 55.8086 | 39.4958 | 34.0171 | 8 | 85% |  |  |  | #N/A | #N/A | #N/A
[10 empty] | 8.393e-18 | 2058 | 1.6406 |  | 32 | 31 | 10 | 2058-10-01 | 70.743 | 56.7157 | 43.1201 | 34.5699 | 8 | 85% |  |  |  | #N/A | #N/A | #N/A
[10 empty] | 8.393e-18 | 2058 | 1.6406 |  | 32 | 31 | 11 | 2058-11-01 | 110.1282 | 96.2202 | 67.1266 | 58.6492 | 8 | 85% |  |  |  | #N/A | #N/A | #N/A
[10 empty] | 8.393e-18 | 2058 | 1.6406 |  | 32 | 31 | 12 | 2058-12-01 | 195.9447 | 163.3942 | 119.4343 | 99.5938 | 8 | 85% |  |  |  | #N/A | #N/A | #N/A
Formulas:
Begin = EOMONTH([Begin, row above],11)+1
End = EOMONTH([End, row above],12)

## Rev Req't
Yellow cells are inputs
Assumptions | Unit | Value
Initial Investment (without A&G) | $ | 23200 |  |  |  |  | Total NPV
Year initial investment is made | project year | 0 |  |  |  | Year |  | 0 | 1 | 2 | 3 | 4 | 5 | 6 | 7 | 8 | 9 | 10 | 11 | 12 | 13 | 14 | 15 | 16 | 17 | 18 | 19 | 20 | 21 | 22 | 23 | 24 | 25 | 26 | 27 | 28 | 29 | 30 | 31 | 32 | 33 | 34 | 35 | 36 | 37 | 38 | 39 | 40 | 41 | 42 | 43 | 44 | 45 | 46 | 47 | 48 | 49 | 50 | 51 | 52 | 53 | 54 | 55 | 56 | 57 | 58 | 59 | 60 | 61 | 62 | 63 | 64 | 65 | 66 | 67 | 68 | 69 | 70 | 71 | 72 | 73 | 74 | 75 | 76 | 77 | 78 | 79 | 80 | 81 | 82 | 83 | 84 | 85 | 86 | 87 | 88 | 89 | 90 | 91 | 92 | 93 | 94 | 95 | 96 | 97 | 98 | 99 | 100
Term of Analysis | years | 10
Book life of investment | years | 10 |  |  |  | Inflation multiplier |  | 1 | 1 | 1.02 | 1.0404 | 1.0612 | 1.0824 | 1.1041 | 1.1262 | 1.1487 | 1.1717 | 1.1951 | 1.219 | 1.2434 | 1.2682 | 1.2936 | 1.3195 | 1.3459 | 1.3728 | 1.4002 | 1.4282 | 1.4568 | 1.4859 | 1.5157 | 1.546 | 1.5769 | 1.6084 | 1.6406 | 1.6734 | 1.7069 | 1.741 | 1.7758 | 1.8114 | 1.8476 | 1.8845 | 1.9222 | 1.9607 | 1.9999 | 2.0399 | 2.0807 | 2.1223 | 2.1647 | 2.208 | 2.2522 | 2.2972 | 2.3432 | 2.3901 | 2.4379 | 2.4866 | 2.5363 | 2.5871 | 2.6388 | 2.6916 | 2.7454 | 2.8003 | 2.8563 | 2.9135 | 2.9717 | 3.0312 | 3.0918 | 3.1536 | 3.2167 | 3.281 | 3.3467 | 3.4136 | 3.4819 | 3.5515 | 3.6225 | 3.695 | 3.7689 | 3.8443 | 3.9211 | 3.9996 | 4.0795 | 4.1611 | 4.2444 | 4.3293 | 4.4158 | 4.5042 | 4.5942 | 4.6861 | 4.7798 | 4.8754 | 4.9729 | 5.0724 | 5.1739 | 5.2773 | 5.3829 | 5.4905 | 5.6003 | 5.7124 | 5.8266 | 5.9431 | 6.062 | 6.1832 | 6.3069 | 6.433 | 6.5617 | 6.6929 | 6.8268 | 6.9633 | 7.1026
MACRS depreciation length | years | 7 |  |  |  | Term of Analysis flag |  |  | 1 | 1 | 1 | 1 | 1 | 1 | 1 | 1 | 1 | 1 | 0 | 0 | 0 | 0 | 0 | 0 | 0 | 0 | 0 | 0 | 0 | 0 | 0 | 0 | 0 | 0 | 0 | 0 | 0 | 0 | 0 | 0 | 0 | 0 | 0 | 0 | 0 | 0 | 0 | 0 | 0 | 0 | 0 | 0 | 0 | 0 | 0 | 0 | 0 | 0 | 0 | 0 | 0 | 0 | 0 | 0 | 0 | 0 | 0 | 0 | 0 | 0 | 0 | 0 | 0 | 0 | 0 | 0 | 0 | 0 | 0 | 0 | 0 | 0 | 0 | 0 | 0 | 0 | 0 | 0 | 0 | 0 | 0 | 0 | 0 | 0 | 0 | 0 | 0 | 0 | 0 | 0 | 0 | 0 | 0 | 0 | 0 | 0 | 0 | 0
[6 empty] | Book life flag |  |  | 1 | 1 | 1 | 1 | 1 | 1 | 1 | 1 | 1 | 1 | 0 | 0 | 0 | 0 | 0 | 0 | 0 | 0 | 0 | 0 | 0 | 0 | 0 | 0 | 0 | 0 | 0 | 0 | 0 | 0 | 0 | 0 | 0 | 0 | 0 | 0 | 0 | 0 | 0 | 0 | 0 | 0 | 0 | 0 | 0 | 0 | 0 | 0 | 0 | 0 | 0 | 0 | 0 | 0 | 0 | 0 | 0 | 0 | 0 | 0 | 0 | 0 | 0 | 0 | 0 | 0 | 0 | 0 | 0 | 0 | 0 | 0 | 0 | 0 | 0 | 0 | 0 | 0 | 0 | 0 | 0 | 0 | 0 | 0 | 0 | 0 | 0 | 0 | 0 | 0 | 0 | 0 | 0 | 0 | 0 | 0 | 0 | 0 | 0 | 0
Inflation | % | 2% |  |  |  | MACRS flag |  |  | 1 | 1 | 1 | 1 | 1 | 1 | 1 | 1 | 0 | 0 | 0 | 0 | 0 | 0 | 0 | 0 | 0 | 0 | 0 | 0 | 0 | 0 | 0 | 0 | 0 | 0 | 0 | 0 | 0 | 0 | 0 | 0 | 0 | 0 | 0 | 0 | 0 | 0 | 0 | 0 | 0 | 0 | 0 | 0 | 0 | 0 | 0 | 0 | 0 | 0 | 0 | 0 | 0 | 0 | 0 | 0 | 0 | 0 | 0 | 0 | 0 | 0 | 0 | 0 | 0 | 0 | 0 | 0 | 0 | 0 | 0 | 0 | 0 | 0 | 0 | 0 | 0 | 0 | 0 | 0 | 0 | 0 | 0 | 0 | 0 | 0 | 0 | 0 | 0 | 0 | 0 | 0 | 0 | 0 | 0 | 0 | 0 | 0 | 0 | 0
Income tax rate | % | 27.71%
Capitalized A&G | % | 6.16%
Gross Revenue Tax | % | 1.025% |  |  | ADIT Tab | Book depreciation |  |  | 2462.912 | 2462.912 | 2462.912 | 2462.912 | 2462.912 | 2462.912 | 2462.912 | 2462.912 | 2462.912 | 2462.912 | 0 | 0 | 0 | 0 | 0 | 0 | 0 | 0 | 0 | 0 | 0 | 0 | 0 | 0 | 0 | 0 | 0 | 0 | 0 | 0 | 0 | 0 | 0 | 0 | 0 | 0 | 0 | 0 | 0 | 0 | 0 | 0 | 0 | 0 | 0 | 0 | 0 | 0 | 0 | 0 | 0 | 0 | 0 | 0 | 0 | 0 | 0 | 0 | 0 | 0 | 0 | 0 | 0 | 0 | 0 | 0 | 0 | 0 | 0 | 0 | 0 | 0 | 0 | 0 | 0 | 0 | 0 | 0 | 0 | 0 | 0 | 0 | 0 | 0 | 0 | 0 | 0 | 0 | 0 | 0 | 0 | 0 | 0 | 0 | 0 | 0 | 0 | 0 | 0 | 0
[6 empty] | Temporary - Book |  |  | 2016.912 | 2016.912 | 2016.912 | 2016.912 | 2016.912 | 2016.912 | 2016.912 | 2016.912 | 2016.912 | 2016.912 | 0 | 0 | 0 | 0 | 0 | 0 | 0 | 0 | 0 | 0 | 0 | 0 | 0 | 0 | 0 | 0 | 0 | 0 | 0 | 0 | 0 | 0 | 0 | 0 | 0 | 0 | 0 | 0 | 0 | 0 | 0 | 0 | 0 | 0 | 0 | 0 | 0 | 0 | 0 | 0 | 0 | 0 | 0 | 0 | 0 | 0 | 0 | 0 | 0 | 0 | 0 | 0 | 0 | 0 | 0 | 0 | 0 | 0 | 0 | 0 | 0 | 0 | 0 | 0 | 0 | 0 | 0 | 0 | 0 | 0 | 0 | 0 | 0 | 0 | 0 | 0 | 0 | 0 | 0 | 0 | 0 | 0 | 0 | 0 | 0 | 0 | 0 | 0 | 0 | 0
ITC | % | 40% |  |  |  | Plant in Service |  | 24629.12 | 24629.12 | 24629.12 | 24629.12 | 24629.12 | 24629.12 | 24629.12 | 24629.12 | 24629.12 | 24629.12 | 24629.12 | 0 | 0 | 0 | 0 | 0 | 0 | 0 | 0 | 0 | 0 | 0 | 0 | 0 | 0 | 0 | 0 | 0 | 0 | 0 | 0 | 0 | 0 | 0 | 0 | 0 | 0 | 0 | 0 | 0 | 0 | 0 | 0 | 0 | 0 | 0 | 0 | 0 | 0 | 0 | 0 | 0 | 0 | 0 | 0 | 0 | 0 | 0 | 0 | 0 | 0 | 0 | 0 | 0 | 0 | 0 | 0 | 0 | 0 | 0 | 0 | 0 | 0 | 0 | 0 | 0 | 0 | 0 | 0 | 0 | 0 | 0 | 0 | 0 | 0 | 0 | 0 | 0 | 0 | 0 | 0 | 0 | 0 | 0 | 0 | 0 | 0 | 0 | 0 | 0 | 0
Investment amt excluded from ITC | $ | 900 |  |  |  | Accumulated Depreciation |  |  | -2462.912 | -4925.824 | -7388.736 | -9851.648 | -12314.56 | -14777.472 | -17240.384 | -19703.296 | -22166.208 | -24629.12 | 0 | 0 | 0 | 0 | 0 | 0 | 0 | 0 | 0 | 0 | 0 | 0 | 0 | 0 | 0 | 0 | 0 | 0 | 0 | 0 | 0 | 0 | 0 | 0 | 0 | 0 | 0 | 0 | 0 | 0 | 0 | 0 | 0 | 0 | 0 | 0 | 0 | 0 | 0 | 0 | 0 | 0 | 0 | 0 | 0 | 0 | 0 | 0 | 0 | 0 | 0 | 0 | 0 | 0 | 0 | 0 | 0 | 0 | 0 | 0 | 0 | 0 | 0 | 0 | 0 | 0 | 0 | 0 | 0 | 0 | 0 | 0 | 0 | 0 | 0 | 0 | 0 | 0 | 0 | 0 | 0 | 0 | 0 | 0 | 0 | 0 | 0 | 0 | 0 | 0
Book basis (not for ITC) | $ | 24629.12 |  |  |  | Net Plant (b.o.y.) |  |  | 24629.12 | 22166.208 | 19703.296 | 17240.384 | 14777.472 | 12314.56 | 9851.648 | 7388.736 | 4925.824 | 2462.912 | 0 | 0 | 0 | 0 | 0 | 0 | 0 | 0 | 0 | 0 | 0 | 0 | 0 | 0 | 0 | 0 | 0 | 0 | 0 | 0 | 0 | 0 | 0 | 0 | 0 | 0 | 0 | 0 | 0 | 0 | 0 | 0 | 0 | 0 | 0 | 0 | 0 | 0 | 0 | 0 | 0 | 0 | 0 | 0 | 0 | 0 | 0 | 0 | 0 | 0 | 0 | 0 | 0 | 0 | 0 | 0 | 0 | 0 | 0 | 0 | 0 | 0 | 0 | 0 | 0 | 0 | 0 | 0 | 0 | 0 | 0 | 0 | 0 | 0 | 0 | 0 | 0 | 0 | 0 | 0 | 0 | 0 | 0 | 0 | 0 | 0 | 0 | 0 | 0 | 0
Tax Basis | $ | 20169.12 |  |  |  | Net Plant (e.o.y.) |  | 24629.12 | 22166.208 | 19703.296 | 17240.384 | 14777.472 | 12314.56 | 9851.648 | 7388.736 | 4925.824 | 2462.912 | 0 | 0 | 0 | 0 | 0 | 0 | 0 | 0 | 0 | 0 | 0 | 0 | 0 | 0 | 0 | 0 | 0 | 0 | 0 | 0 | 0 | 0 | 0 | 0 | 0 | 0 | 0 | 0 | 0 | 0 | 0 | 0 | 0 | 0 | 0 | 0 | 0 | 0 | 0 | 0 | 0 | 0 | 0 | 0 | 0 | 0 | 0 | 0 | 0 | 0 | 0 | 0 | 0 | 0 | 0 | 0 | 0 | 0 | 0 | 0 | 0 | 0 | 0 | 0 | 0 | 0 | 0 | 0 | 0 | 0 | 0 | 0 | 0 | 0 | 0 | 0 | 0 | 0 | 0 | 0 | 0 | 0 | 0 | 0 | 0 | 0 | 0 | 0 | 0 | 0 | 0
ITC Value | $ | 8920
50% of ITC | $ | 4460 |  |  |  | MACRS depreciation |  |  | 2882.1672 | 4939.4175 | 3527.5791 | 2519.1231 | 1801.1024 | 1799.0855 | 1801.1024 | 899.5428 | 0 | 0 | 0 | 0 | 0 | 0 | 0 | 0 | 0 | 0 | 0 | 0 | 0 | 0 | 0 | 0 | 0 | 0 | 0 | 0 | 0 | 0 | 0 | 0 | 0 | 0 | 0 | 0 | 0 | 0 | 0 | 0 | 0 | 0 | 0 | 0 | 0 | 0 | 0 | 0 | 0 | 0 | 0 | 0 | 0 | 0 | 0 | 0 | 0 | 0 | 0 | 0 | 0 | 0 | 0 | 0 | 0 | 0 | 0 | 0 | 0 | 0 | 0 | 0 | 0 | 0 | 0 | 0 | 0 | 0 | 0 | 0 | 0 | 0 | 0 | 0 | 0 | 0 | 0 | 0 | 0 | 0 | 0 | 0 | 0 | 0 | 0 | 0 | 0 | 0 | 0 | 0
[6 empty] | ADIT (b.o.y.) |  |  | 0 | -239.8055 | -1049.7779 | -1468.4593 | -1607.6471 | -1547.8354 | -1487.4648 | -1427.6532 | -1117.9743 | -558.9872 | 0 | 0 | 0 | 0 | 0 | 0 | 0 | 0 | 0 | 0 | 0 | 0 | 0 | 0 | 0 | 0 | 0 | 0 | 0 | 0 | 0 | 0 | 0 | 0 | 0 | 0 | 0 | 0 | 0 | 0 | 0 | 0 | 0 | 0 | 0 | 0 | 0 | 0 | 0 | 0 | 0 | 0 | 0 | 0 | 0 | 0 | 0 | 0 | 0 | 0 | 0 | 0 | 0 | 0 | 0 | 0 | 0 | 0 | 0 | 0 | 0 | 0 | 0 | 0 | 0 | 0 | 0 | 0 | 0 | 0 | 0 | 0 | 0 | 0 | 0 | 0 | 0 | 0 | 0 | 0 | 0 | 0 | 0 | 0 | 0 | 0 | 0 | 0 | 0 | 0
Tax Tab | [5 empty] | ADIT (e.o.y.) |  |  | -239.8055 | -1049.7779 | -1468.4593 | -1607.6471 | -1547.8354 | -1487.4648 | -1427.6532 | -1117.9743 | -558.9872 | 0 | 0 | 0 | 0 | 0 | 0 | 0 | 0 | 0 | 0 | 0 | 0 | 0 | 0 | 0 | 0 | 0 | 0 | 0 | 0 | 0 | 0 | 0 | 0 | 0 | 0 | 0 | 0 | 0 | 0 | 0 | 0 | 0 | 0 | 0 | 0 | 0 | 0 | 0 | 0 | 0 | 0 | 0 | 0 | 0 | 0 | 0 | 0 | 0 | 0 | 0 | 0 | 0 | 0 | 0 | 0 | 0 | 0 | 0 | 0 | 0 | 0 | 0 | 0 | 0 | 0 | 0 | 0 | 0 | 0 | 0 | 0 | 0 | 0 | 0 | 0 | 0 | 0 | 0 | 0 | 0 | 0 | 0 | 0 | 0 | 0 | 0 | 0 | 0 | 0 | 0
Reconciliation
Book Value | 23200 |  |  |  |  | Net Rate Base |  | 0 | 23277.7613 | 20289.9603 | 17212.7214 | 14470.8748 | 11968.2747 | 9565.4539 | 7162.633 | 4884.4662 | 2855.8873 | 951.9624 | 0 | 0 | 0 | 0 | 0 | 0 | 0 | 0 | 0 | 0 | 0 | 0 | 0 | 0 | 0 | 0 | 0 | 0 | 0 | 0 | 0 | 0 | 0 | 0 | 0 | 0 | 0 | 0 | 0 | 0 | 0 | 0 | 0 | 0 | 0 | 0 | 0 | 0 | 0 | 0 | 0 | 0 | 0 | 0 | 0 | 0 | 0 | 0 | 0 | 0 | 0 | 0 | 0 | 0 | 0 | 0 | 0 | 0 | 0 | 0 | 0 | 0 | 0 | 0 | 0 | 0 | 0 | 0 | 0 | 0 | 0 | 0 | 0 | 0 | 0 | 0 | 0 | 0 | 0 | 0 | 0 | 0 | 0 | 0 | 0 | 0 | 0 | 0 | 0 | 0
ITC 40% | 9280
50% Basis Reduction | 4640 |  |  |  |  | Return % (Total Cost of capital) |  |  | 7.047% | 7.047% | 7.047% | 7.047% | 7.047% | 7.047% | 7.047% | 7.047% | 7.047% | 7.047% | 0% | 0% | 0% | 0% | 0% | 0% | 0% | 0% | 0% | 0% | 0% | 0% | 0% | 0% | 0% | 0% | 0% | 0% | 0% | 0% | 0% | 0% | 0% | 0% | 0% | 0% | 0% | 0% | 0% | 0% | 0% | 0% | 0% | 0% | 0% | 0% | 0% | 0% | 0% | 0% | 0% | 0% | 0% | 0% | 0% | 0% | 0% | 0% | 0% | 0% | 0% | 0% | 0% | 0% | 0% | 0% | 0% | 0% | 0% | 0% | 0% | 0% | 0% | 0% | 0% | 0% | 0% | 0% | 0% | 0% | 0% | 0% | 0% | 0% | 0% | 0% | 0% | 0% | 0% | 0% | 0% | 0% | 0% | 0% | 0% | 0% | 0% | 0% | 0% | 0%
Tax Basis | 18560 |  |  |  | Regulatory Income Tax Tab | Return on Utility Rate Base |  |  | 1640.3664 | 1429.8183 | 1212.9676 | 1019.7517 | 843.3954 | 674.0704 | 504.7454 | 344.2047 | 201.2522 | 67.0841 | 0 | 0 | 0 | 0 | 0 | 0 | 0 | 0 | 0 | 0 | 0 | 0 | 0 | 0 | 0 | 0 | 0 | 0 | 0 | 0 | 0 | 0 | 0 | 0 | 0 | 0 | 0 | 0 | 0 | 0 | 0 | 0 | 0 | 0 | 0 | 0 | 0 | 0 | 0 | 0 | 0 | 0 | 0 | 0 | 0 | 0 | 0 | 0 | 0 | 0 | 0 | 0 | 0 | 0 | 0 | 0 | 0 | 0 | 0 | 0 | 0 | 0 | 0 | 0 | 0 | 0 | 0 | 0 | 0 | 0 | 0 | 0 | 0 | 0 | 0 | 0 | 0 | 0 | 0 | 0 | 0 | 0 | 0 | 0 | 0 | 0 | 0 | 0 | 0 | 0
Project Life | 10 |  |  |  |  | Add back:
[6 empty] | Federal income tax |  |  | -703 | -743 | -783 | -819 | -853 | -884 | -916 | -946 | -973 | -998 | 0 | 0 | 0 | 0 | 0 | 0 | 0 | 0 | 0 | 0 | 0 | 0 | 0 | 0 | 0 | 0 | 0 | 0 | 0 | 0 | 0 | 0 | 0 | 0 | 0 | 0 | 0 | 0 | 0 | 0 | 0 | 0 | 0 | 0 | 0 | 0 | 0 | 0 | 0 | 0 | 0 | 0 | 0 | 0 | 0 | 0 | 0 | 0 | 0 | 0 | 0 | 0 | 0 | 0 | 0 | 0 | 0 | 0 | 0 | 0 | 0 | 0 | 0 | 0 | 0 | 0 | 0 | 0 | 0 | 0 | 0 | 0 | 0 | 0 | 0 | 0 | 0 | 0 | 0 | 0 | 0 | 0 | 0 | 0 | 0 | 0 | 0 | 0 | 0 | 0
[6 empty] | State income tax |  |  | 84 | 66 | 48 | 32 | 17 | 3 | -11 | -24 | -36 | -47 | 0 | 0 | 0 | 0 | 0 | 0 | 0 | 0 | 0 | 0 | 0 | 0 | 0 | 0 | 0 | 0 | 0 | 0 | 0 | 0 | 0 | 0 | 0 | 0 | 0 | 0 | 0 | 0 | 0 | 0 | 0 | 0 | 0 | 0 | 0 | 0 | 0 | 0 | 0 | 0 | 0 | 0 | 0 | 0 | 0 | 0 | 0 | 0 | 0 | 0 | 0 | 0 | 0 | 0 | 0 | 0 | 0 | 0 | 0 | 0 | 0 | 0 | 0 | 0 | 0 | 0 | 0 | 0 | 0 | 0 | 0 | 0 | 0 | 0 | 0 | 0 | 0 | 0 | 0 | 0 | 0 | 0 | 0 | 0 | 0 | 0 | 0 | 0 | 0 | 0
[9 empty] | ------- | ------- | ------- | ------- | ------- | ------- | ------- | ------- | ------- | ------- | ------- | ------- | ------- | ------- | ------- | ------- | ------- | ------- | ------- | ------- | ------- | ------- | ------- | ------- | ------- | ------- | ------- | ------- | ------- | ------- | ------- | ------- | ------- | ------- | ------- | ------- | ------- | ------- | ------- | ------- | ------- | ------- | ------- | ------- | ------- | ------- | ------- | ------- | ------- | ------- | ------- | ------- | ------- | ------- | ------- | ------- | ------- | ------- | ------- | ------- | ------- | ------- | ------- | ------- | ------- | ------- | ------- | ------- | ------- | ------- | ------- | ------- | ------- | ------- | ------- | ------- | ------- | ------- | ------- | ------- | ------- | ------- | ------- | ------- | ------- | ------- | ------- | ------- | ------- | ------- | ------- | ------- | ------- | ------- | ------- | ------- | ------- | ------- | ------- | -------
[6 empty] | Return before taxes |  |  | 1021.3664 | 752.8183 | 477.9676 | 232.7517 | 7.3954 | -206.9296 | -422.2546 | -625.7953 | -807.7478 | -977.9159 | 0 | 0 | 0 | 0 | 0 | 0 | 0 | 0 | 0 | 0 | 0 | 0 | 0 | 0 | 0 | 0 | 0 | 0 | 0 | 0 | 0 | 0 | 0 | 0 | 0 | 0 | 0 | 0 | 0 | 0 | 0 | 0 | 0 | 0 | 0 | 0 | 0 | 0 | 0 | 0 | 0 | 0 | 0 | 0 | 0 | 0 | 0 | 0 | 0 | 0 | 0 | 0 | 0 | 0 | 0 | 0 | 0 | 0 | 0 | 0 | 0 | 0 | 0 | 0 | 0 | 0 | 0 | 0 | 0 | 0 | 0 | 0 | 0 | 0 | 0 | 0 | 0 | 0 | 0 | 0 | 0 | 0 | 0 | 0 | 0 | 0 | 0 | 0 | 0 | 0
[6 empty] | Less interest (Wtd. Cost of Debt X Rate Base) |  |  | 484.1608 | 422.0167 | 358.0123 | 300.9839 | 248.9316 | 198.9546 | 148.9777 | 101.5934 | 59.4004 | 19.8001 | 0 | 0 | 0 | 0 | 0 | 0 | 0 | 0 | 0 | 0 | 0 | 0 | 0 | 0 | 0 | 0 | 0 | 0 | 0 | 0 | 0 | 0 | 0 | 0 | 0 | 0 | 0 | 0 | 0 | 0 | 0 | 0 | 0 | 0 | 0 | 0 | 0 | 0 | 0 | 0 | 0 | 0 | 0 | 0 | 0 | 0 | 0 | 0 | 0 | 0 | 0 | 0 | 0 | 0 | 0 | 0 | 0 | 0 | 0 | 0 | 0 | 0 | 0 | 0 | 0 | 0 | 0 | 0 | 0 | 0 | 0 | 0 | 0 | 0 | 0 | 0 | 0 | 0 | 0 | 0 | 0 | 0 | 0 | 0 | 0 | 0 | 0 | 0 | 0 | 0
[9 empty] | ------- | ------- | ------- | ------- | ------- | ------- | ------- | ------- | ------- | ------- | ------- | ------- | ------- | ------- | ------- | ------- | ------- | ------- | ------- | ------- | ------- | ------- | ------- | ------- | ------- | ------- | ------- | ------- | ------- | ------- | ------- | ------- | ------- | ------- | ------- | ------- | ------- | ------- | ------- | ------- | ------- | ------- | ------- | ------- | ------- | ------- | ------- | ------- | ------- | ------- | ------- | ------- | ------- | ------- | ------- | ------- | ------- | ------- | ------- | ------- | ------- | ------- | ------- | ------- | ------- | ------- | ------- | ------- | ------- | ------- | ------- | ------- | ------- | ------- | ------- | ------- | ------- | ------- | ------- | ------- | ------- | ------- | ------- | ------- | ------- | ------- | ------- | ------- | ------- | ------- | ------- | ------- | ------- | ------- | ------- | ------- | ------- | ------- | ------- | -------
[6 empty] | Subtotal |  |  | 537.2056 | 330.8017 | 119.9553 | -68.2321 | -241.5362 | -405.8842 | -571.2323 | -727.3887 | -867.1482 | -997.7161 | 0 | 0 | 0 | 0 | 0 | 0 | 0 | 0 | 0 | 0 | 0 | 0 | 0 | 0 | 0 | 0 | 0 | 0 | 0 | 0 | 0 | 0 | 0 | 0 | 0 | 0 | 0 | 0 | 0 | 0 | 0 | 0 | 0 | 0 | 0 | 0 | 0 | 0 | 0 | 0 | 0 | 0 | 0 | 0 | 0 | 0 | 0 | 0 | 0 | 0 | 0 | 0 | 0 | 0 | 0 | 0 | 0 | 0 | 0 | 0 | 0 | 0 | 0 | 0 | 0 | 0 | 0 | 0 | 0 | 0 | 0 | 0 | 0 | 0 | 0 | 0 | 0 | 0 | 0 | 0 | 0 | 0 | 0 | 0 | 0 | 0 | 0 | 0 | 0 | 0
Non-deductible AFUDC-equity
[6 empty] | Non-depreciable ITC basis reduction |  |  | 446 | 446 | 446 | 446 | 446 | 446 | 446 | 446 | 446 | 446 | 0 | 0 | 0 | 0 | 0 | 0 | 0 | 0 | 0 | 0 | 0 | 0 | 0 | 0 | 0 | 0 | 0 | 0 | 0 | 0 | 0 | 0 | 0 | 0 | 0 | 0 | 0 | 0 | 0 | 0 | 0 | 0 | 0 | 0 | 0 | 0 | 0 | 0 | 0 | 0 | 0 | 0 | 0 | 0 | 0 | 0 | 0 | 0 | 0 | 0 | 0 | 0 | 0 | 0 | 0 | 0 | 0 | 0 | 0 | 0 | 0 | 0 | 0 | 0 | 0 | 0 | 0 | 0 | 0 | 0 | 0 | 0 | 0 | 0 | 0 | 0 | 0 | 0 | 0 | 0 | 0 | 0 | 0 | 0 | 0 | 0 | 0 | 0 | 0 | 0
Non-deductible meals expense
[9 empty] | ------- | ------- | ------- | ------- | ------- | ------- | ------- | ------- | ------- | ------- | ------- | ------- | ------- | ------- | ------- | ------- | ------- | ------- | ------- | ------- | ------- | ------- | ------- | ------- | ------- | ------- | ------- | ------- | ------- | ------- | ------- | ------- | ------- | ------- | ------- | ------- | ------- | ------- | ------- | ------- | ------- | ------- | ------- | ------- | ------- | ------- | ------- | ------- | ------- | ------- | ------- | ------- | ------- | ------- | ------- | ------- | ------- | ------- | ------- | ------- | ------- | ------- | ------- | ------- | ------- | ------- | ------- | ------- | ------- | ------- | ------- | ------- | ------- | ------- | ------- | ------- | ------- | ------- | ------- | ------- | ------- | ------- | ------- | ------- | ------- | ------- | ------- | ------- | ------- | ------- | ------- | ------- | ------- | ------- | ------- | ------- | ------- | ------- | ------- | -------
[6 empty] | Total additions & deductions |  |  | 446 | 446 | 446 | 446 | 446 | 446 | 446 | 446 | 446 | 446 | 0 | 0 | 0 | 0 | 0 | 0 | 0 | 0 | 0 | 0 | 0 | 0 | 0 | 0 | 0 | 0 | 0 | 0 | 0 | 0 | 0 | 0 | 0 | 0 | 0 | 0 | 0 | 0 | 0 | 0 | 0 | 0 | 0 | 0 | 0 | 0 | 0 | 0 | 0 | 0 | 0 | 0 | 0 | 0 | 0 | 0 | 0 | 0 | 0 | 0 | 0 | 0 | 0 | 0 | 0 | 0 | 0 | 0 | 0 | 0 | 0 | 0 | 0 | 0 | 0 | 0 | 0 | 0 | 0 | 0 | 0 | 0 | 0 | 0 | 0 | 0 | 0 | 0 | 0 | 0 | 0 | 0 | 0 | 0 | 0 | 0 | 0 | 0 | 0 | 0
[9 empty] | ------- | ------- | ------- | ------- | ------- | ------- | ------- | ------- | ------- | ------- | ------- | ------- | ------- | ------- | ------- | ------- | ------- | ------- | ------- | ------- | ------- | ------- | ------- | ------- | ------- | ------- | ------- | ------- | ------- | ------- | ------- | ------- | ------- | ------- | ------- | ------- | ------- | ------- | ------- | ------- | ------- | ------- | ------- | ------- | ------- | ------- | ------- | ------- | ------- | ------- | ------- | ------- | ------- | ------- | ------- | ------- | ------- | ------- | ------- | ------- | ------- | ------- | ------- | ------- | ------- | ------- | ------- | ------- | ------- | ------- | ------- | ------- | ------- | ------- | ------- | ------- | ------- | ------- | ------- | ------- | ------- | ------- | ------- | ------- | ------- | ------- | ------- | ------- | ------- | ------- | ------- | ------- | ------- | ------- | ------- | ------- | ------- | ------- | ------- | -------
[6 empty] | Balance |  |  | 983.2056 | 776.8017 | 565.9553 | 377.7679 | 204.4638 | 40.1158 | -125.2323 | -281.3887 | -421.1482 | -551.7161 | 0 | 0 | 0 | 0 | 0 | 0 | 0 | 0 | 0 | 0 | 0 | 0 | 0 | 0 | 0 | 0 | 0 | 0 | 0 | 0 | 0 | 0 | 0 | 0 | 0 | 0 | 0 | 0 | 0 | 0 | 0 | 0 | 0 | 0 | 0 | 0 | 0 | 0 | 0 | 0 | 0 | 0 | 0 | 0 | 0 | 0 | 0 | 0 | 0 | 0 | 0 | 0 | 0 | 0 | 0 | 0 | 0 | 0 | 0 | 0 | 0 | 0 | 0 | 0 | 0 | 0 | 0 | 0 | 0 | 0 | 0 | 0 | 0 | 0 | 0 | 0 | 0 | 0 | 0 | 0 | 0 | 0 | 0 | 0 | 0 | 0 | 0 | 0 | 0 | 0
[6 empty] | Less state income tax |  |  | 84 | 66 | 48 | 32 | 17 | 3 | -11 | -24 | -36 | -47 | 0 | 0 | 0 | 0 | 0 | 0 | 0 | 0 | 0 | 0 | 0 | 0 | 0 | 0 | 0 | 0 | 0 | 0 | 0 | 0 | 0 | 0 | 0 | 0 | 0 | 0 | 0 | 0 | 0 | 0 | 0 | 0 | 0 | 0 | 0 | 0 | 0 | 0 | 0 | 0 | 0 | 0 | 0 | 0 | 0 | 0 | 0 | 0 | 0 | 0 | 0 | 0 | 0 | 0 | 0 | 0 | 0 | 0 | 0 | 0 | 0 | 0 | 0 | 0 | 0 | 0 | 0 | 0 | 0 | 0 | 0 | 0 | 0 | 0 | 0 | 0 | 0 | 0 | 0 | 0 | 0 | 0 | 0 | 0 | 0 | 0 | 0 | 0 | 0 | 0
[9 empty] | ------- | ------- | ------- | ------- | ------- | ------- | ------- | ------- | ------- | ------- | ------- | ------- | ------- | ------- | ------- | ------- | ------- | ------- | ------- | ------- | ------- | ------- | ------- | ------- | ------- | ------- | ------- | ------- | ------- | ------- | ------- | ------- | ------- | ------- | ------- | ------- | ------- | ------- | ------- | ------- | ------- | ------- | ------- | ------- | ------- | ------- | ------- | ------- | ------- | ------- | ------- | ------- | ------- | ------- | ------- | ------- | ------- | ------- | ------- | ------- | ------- | ------- | ------- | ------- | ------- | ------- | ------- | ------- | ------- | ------- | ------- | ------- | ------- | ------- | ------- | ------- | ------- | ------- | ------- | ------- | ------- | ------- | ------- | ------- | ------- | ------- | ------- | ------- | ------- | ------- | ------- | ------- | ------- | ------- | ------- | ------- | ------- | ------- | ------- | -------
[6 empty] | Taxable income |  |  | 899.2056 | 710.8017 | 517.9553 | 345.7679 | 187.4638 | 37.1158 | -114.2323 | -257.3887 | -385.1482 | -504.7161 | 0 | 0 | 0 | 0 | 0 | 0 | 0 | 0 | 0 | 0 | 0 | 0 | 0 | 0 | 0 | 0 | 0 | 0 | 0 | 0 | 0 | 0 | 0 | 0 | 0 | 0 | 0 | 0 | 0 | 0 | 0 | 0 | 0 | 0 | 0 | 0 | 0 | 0 | 0 | 0 | 0 | 0 | 0 | 0 | 0 | 0 | 0 | 0 | 0 | 0 | 0 | 0 | 0 | 0 | 0 | 0 | 0 | 0 | 0 | 0 | 0 | 0 | 0 | 0 | 0 | 0 | 0 | 0 | 0 | 0 | 0 | 0 | 0 | 0 | 0 | 0 | 0 | 0 | 0 | 0 | 0 | 0 | 0 | 0 | 0 | 0 | 0 | 0 | 0 | 0
Federal Income Tax Calculation:
[6 empty] | Federal income tax before credit at 21% |  |  | 189 | 149 | 109 | 73 | 39 | 8 | -24 | -54 | -81 | -106 | 0 | 0 | 0 | 0 | 0 | 0 | 0 | 0 | 0 | 0 | 0 | 0 | 0 | 0 | 0 | 0 | 0 | 0 | 0 | 0 | 0 | 0 | 0 | 0 | 0 | 0 | 0 | 0 | 0 | 0 | 0 | 0 | 0 | 0 | 0 | 0 | 0 | 0 | 0 | 0 | 0 | 0 | 0 | 0 | 0 | 0 | 0 | 0 | 0 | 0 | 0 | 0 | 0 | 0 | 0 | 0 | 0 | 0 | 0 | 0 | 0 | 0 | 0 | 0 | 0 | 0 | 0 | 0 | 0 | 0 | 0 | 0 | 0 | 0 | 0 | 0 | 0 | 0 | 0 | 0 | 0 | 0 | 0 | 0 | 0 | 0 | 0 | 0 | 0 | 0
[6 empty] | Investment credit amortization |  |  | -892 | -892 | -892 | -892 | -892 | -892 | -892 | -892 | -892 | -892 | 0 | 0 | 0 | 0 | 0 | 0 | 0 | 0 | 0 | 0 | 0 | 0 | 0 | 0 | 0 | 0 | 0 | 0 | 0 | 0 | 0 | 0 | 0 | 0 | 0 | 0 | 0 | 0 | 0 | 0 | 0 | 0 | 0 | 0 | 0 | 0 | 0 | 0 | 0 | 0 | 0 | 0 | 0 | 0 | 0 | 0 | 0 | 0 | 0 | 0 | 0 | 0 | 0 | 0 | 0 | 0 | 0 | 0 | 0 | 0 | 0 | 0 | 0 | 0 | 0 | 0 | 0 | 0 | 0 | 0 | 0 | 0 | 0 | 0 | 0 | 0 | 0 | 0 | 0 | 0 | 0 | 0 | 0 | 0 | 0 | 0 | 0 | 0 | 0 | 0
[6 empty] | Production Tax Credit |  |  | 0 | 0 | 0 | 0 | 0 | 0 | 0 | 0 | 0 | 0 | 0 | 0 | 0 | 0 | 0 | 0 | 0 | 0 | 0 | 0 | 0 | 0 | 0 | 0 | 0 | 0 | 0 | 0 | 0 | 0 | 0 | 0 | 0 | 0 | 0 | 0 | 0 | 0 | 0 | 0 | 0 | 0 | 0 | 0 | 0 | 0 | 0 | 0 | 0 | 0 | 0 | 0 | 0 | 0 | 0 | 0 | 0 | 0 | 0 | 0 | 0 | 0 | 0 | 0 | 0 | 0 | 0 | 0 | 0 | 0 | 0 | 0 | 0 | 0 | 0 | 0 | 0 | 0 | 0 | 0 | 0 | 0 | 0 | 0 | 0 | 0 | 0 | 0 | 0 | 0 | 0 | 0 | 0 | 0 | 0 | 0 | 0 | 0 | 0 | 0
[6 empty] | Return of Recurring Level - Excess Deferred Tax |  |  | 0 | 0 | 0 | 0 | 0 | 0 | 0 | 0 | 0 | 0 | 0 | 0 | 0 | 0 | 0 | 0 | 0 | 0 | 0 | 0 | 0 | 0 | 0 | 0 | 0 | 0 | 0 | 0 | 0 | 0 | 0 | 0 | 0 | 0 | 0 | 0 | 0 | 0 | 0 | 0 | 0 | 0 | 0 | 0 | 0 | 0 | 0 | 0 | 0 | 0 | 0 | 0 | 0 | 0 | 0 | 0 | 0 | 0 | 0 | 0 | 0 | 0 | 0 | 0 | 0 | 0 | 0 | 0 | 0 | 0 | 0 | 0 | 0 | 0 | 0 | 0 | 0 | 0 | 0 | 0 | 0 | 0 | 0 | 0 | 0 | 0 | 0 | 0 | 0 | 0 | 0 | 0 | 0 | 0 | 0 | 0 | 0 | 0 | 0 | 0
[6 empty] | CAFC Perm |  |  | 0 | 0 | 0 | 0 | 0 | 0 | 0 | 0 | 0 | 0 | 0 | 0 | 0 | 0 | 0 | 0 | 0 | 0 | 0 | 0 | 0 | 0 | 0 | 0 | 0 | 0 | 0 | 0 | 0 | 0 | 0 | 0 | 0 | 0 | 0 | 0 | 0 | 0 | 0 | 0 | 0 | 0 | 0 | 0 | 0 | 0 | 0 | 0 | 0 | 0 | 0 | 0 | 0 | 0 | 0 | 0 | 0 | 0 | 0 | 0 | 0 | 0 | 0 | 0 | 0 | 0 | 0 | 0 | 0 | 0 | 0 | 0 | 0 | 0 | 0 | 0 | 0 | 0 | 0 | 0 | 0 | 0 | 0 | 0 | 0 | 0 | 0 | 0 | 0 | 0 | 0 | 0 | 0 | 0 | 0 | 0 | 0 | 0 | 0 | 0
[6 empty] | FAS 109 ITC Basis Adjustment |  |  | 0 | 0 | 0 | 0 | 0 | 0 | 0 | 0 | 0 | 0 | 0 | 0 | 0 | 0 | 0 | 0 | 0 | 0 | 0 | 0 | 0 | 0 | 0 | 0 | 0 | 0 | 0 | 0 | 0 | 0 | 0 | 0 | 0 | 0 | 0 | 0 | 0 | 0 | 0 | 0 | 0 | 0 | 0 | 0 | 0 | 0 | 0 | 0 | 0 | 0 | 0 | 0 | 0 | 0 | 0 | 0 | 0 | 0 | 0 | 0 | 0 | 0 | 0 | 0 | 0 | 0 | 0 | 0 | 0 | 0 | 0 | 0 | 0 | 0 | 0 | 0 | 0 | 0 | 0 | 0 | 0 | 0 | 0 | 0 | 0 | 0 | 0 | 0 | 0 | 0 | 0 | 0 | 0 | 0 | 0 | 0 | 0 | 0 | 0 | 0
[6 empty] | AFUDC Deferred Tax Adjustment |  |  | 0 | 0 | 0 | 0 | 0 | 0 | 0 | 0 | 0 | 0 | 0 | 0 | 0 | 0 | 0 | 0 | 0 | 0 | 0 | 0 | 0 | 0 | 0 | 0 | 0 | 0 | 0 | 0 | 0 | 0 | 0 | 0 | 0 | 0 | 0 | 0 | 0 | 0 | 0 | 0 | 0 | 0 | 0 | 0 | 0 | 0 | 0 | 0 | 0 | 0 | 0 | 0 | 0 | 0 | 0 | 0 | 0 | 0 | 0 | 0 | 0 | 0 | 0 | 0 | 0 | 0 | 0 | 0 | 0 | 0 | 0 | 0 | 0 | 0 | 0 | 0 | 0 | 0 | 0 | 0 | 0 | 0 | 0 | 0 | 0 | 0 | 0 | 0 | 0 | 0 | 0 | 0 | 0 | 0 | 0 | 0 | 0 | 0 | 0 | 0
[9 empty] | ------ | ------ | ------ | ------ | ------ | ------ | ------ | ------ | ------ | ------ | ------ | ------ | ------ | ------ | ------ | ------ | ------ | ------ | ------ | ------ | ------ | ------ | ------ | ------ | ------ | ------ | ------ | ------ | ------ | ------ | ------ | ------ | ------ | ------ | ------ | ------ | ------ | ------ | ------ | ------ | ------ | ------ | ------ | ------ | ------ | ------ | ------ | ------ | ------ | ------ | ------ | ------ | ------ | ------ | ------ | ------ | ------ | ------ | ------ | ------ | ------ | ------ | ------ | ------ | ------ | ------ | ------ | ------ | ------ | ------ | ------ | ------ | ------ | ------ | ------ | ------ | ------ | ------ | ------ | ------ | ------ | ------ | ------ | ------ | ------ | ------ | ------ | ------ | ------ | ------ | ------ | ------ | ------ | ------ | ------ | ------ | ------ | ------ | ------ | ------
[6 empty] | Federal income tax |  |  | -703 | -743 | -783 | -819 | -853 | -884 | -916 | -946 | -973 | -998 | 0 | 0 | 0 | 0 | 0 | 0 | 0 | 0 | 0 | 0 | 0 | 0 | 0 | 0 | 0 | 0 | 0 | 0 | 0 | 0 | 0 | 0 | 0 | 0 | 0 | 0 | 0 | 0 | 0 | 0 | 0 | 0 | 0 | 0 | 0 | 0 | 0 | 0 | 0 | 0 | 0 | 0 | 0 | 0 | 0 | 0 | 0 | 0 | 0 | 0 | 0 | 0 | 0 | 0 | 0 | 0 | 0 | 0 | 0 | 0 | 0 | 0 | 0 | 0 | 0 | 0 | 0 | 0 | 0 | 0 | 0 | 0 | 0 | 0 | 0 | 0 | 0 | 0 | 0 | 0 | 0 | 0 | 0 | 0 | 0 | 0 | 0 | 0 | 0 | 0
[9 empty] | ------ | ------ | ------ | ------ | ------ | ------ | ------ | ------ | ------ | ------ | ------ | ------ | ------ | ------ | ------ | ------ | ------ | ------ | ------ | ------ | ------ | ------ | ------ | ------ | ------ | ------ | ------ | ------ | ------ | ------ | ------ | ------ | ------ | ------ | ------ | ------ | ------ | ------ | ------ | ------ | ------ | ------ | ------ | ------ | ------ | ------ | ------ | ------ | ------ | ------ | ------ | ------ | ------ | ------ | ------ | ------ | ------ | ------ | ------ | ------ | ------ | ------ | ------ | ------ | ------ | ------ | ------ | ------ | ------ | ------ | ------ | ------ | ------ | ------ | ------ | ------ | ------ | ------ | ------ | ------ | ------ | ------ | ------ | ------ | ------ | ------ | ------ | ------ | ------ | ------ | ------ | ------ | ------ | ------ | ------ | ------ | ------ | ------ | ------ | ------
[6 empty] | Total Federal Income Taxes |  |  | -703 | -743 | -783 | -819 | -853 | -884 | -916 | -946 | -973 | -998 | 0 | 0 | 0 | 0 | 0 | 0 | 0 | 0 | 0 | 0 | 0 | 0 | 0 | 0 | 0 | 0 | 0 | 0 | 0 | 0 | 0 | 0 | 0 | 0 | 0 | 0 | 0 | 0 | 0 | 0 | 0 | 0 | 0 | 0 | 0 | 0 | 0 | 0 | 0 | 0 | 0 | 0 | 0 | 0 | 0 | 0 | 0 | 0 | 0 | 0 | 0 | 0 | 0 | 0 | 0 | 0 | 0 | 0 | 0 | 0 | 0 | 0 | 0 | 0 | 0 | 0 | 0 | 0 | 0 | 0 | 0 | 0 | 0 | 0 | 0 | 0 | 0 | 0 | 0 | 0 | 0 | 0 | 0 | 0 | 0 | 0 | 0 | 0 | 0 | 0
State Income Tax Calculation:
[6 empty] | Taxable income at 8.5% |  |  | 84 | 66 | 48 | 32 | 17 | 3 | -11 | -24 | -36 | -47 | 0 | 0 | 0 | 0 | 0 | 0 | 0 | 0 | 0 | 0 | 0 | 0 | 0 | 0 | 0 | 0 | 0 | 0 | 0 | 0 | 0 | 0 | 0 | 0 | 0 | 0 | 0 | 0 | 0 | 0 | 0 | 0 | 0 | 0 | 0 | 0 | 0 | 0 | 0 | 0 | 0 | 0 | 0 | 0 | 0 | 0 | 0 | 0 | 0 | 0 | 0 | 0 | 0 | 0 | 0 | 0 | 0 | 0 | 0 | 0 | 0 | 0 | 0 | 0 | 0 | 0 | 0 | 0 | 0 | 0 | 0 | 0 | 0 | 0 | 0 | 0 | 0 | 0 | 0 | 0 | 0 | 0 | 0 | 0 | 0 | 0 | 0 | 0 | 0 | 0
[6 empty] | Vermont income tax rate change adjustment |  |  | 0 | 0 | 0 | 0 | 0 | 0 | 0 | 0 | 0 | 0 | 0 | 0 | 0 | 0 | 0 | 0 | 0 | 0 | 0 | 0 | 0 | 0 | 0 | 0 | 0 | 0 | 0 | 0 | 0 | 0 | 0 | 0 | 0 | 0 | 0 | 0 | 0 | 0 | 0 | 0 | 0 | 0 | 0 | 0 | 0 | 0 | 0 | 0 | 0 | 0 | 0 | 0 | 0 | 0 | 0 | 0 | 0 | 0 | 0 | 0 | 0 | 0 | 0 | 0 | 0 | 0 | 0 | 0 | 0 | 0 | 0 | 0 | 0 | 0 | 0 | 0 | 0 | 0 | 0 | 0 | 0 | 0 | 0 | 0 | 0 | 0 | 0 | 0 | 0 | 0 | 0 | 0 | 0 | 0 | 0 | 0 | 0 | 0 | 0 | 0
[6 empty] | Vermont Solar ITC |  |  | 0 | 0 | 0 | 0 | 0 | 0 | 0 | 0 | 0 | 0 | 0 | 0 | 0 | 0 | 0 | 0 | 0 | 0 | 0 | 0 | 0 | 0 | 0 | 0 | 0 | 0 | 0 | 0 | 0 | 0 | 0 | 0 | 0 | 0 | 0 | 0 | 0 | 0 | 0 | 0 | 0 | 0 | 0 | 0 | 0 | 0 | 0 | 0 | 0 | 0 | 0 | 0 | 0 | 0 | 0 | 0 | 0 | 0 | 0 | 0 | 0 | 0 | 0 | 0 | 0 | 0 | 0 | 0 | 0 | 0 | 0 | 0 | 0 | 0 | 0 | 0 | 0 | 0 | 0 | 0 | 0 | 0 | 0 | 0 | 0 | 0 | 0 | 0 | 0 | 0 | 0 | 0 | 0 | 0 | 0 | 0 | 0 | 0 | 0 | 0
[6 empty] | ITC Basis Adj |  |  | 0 | 0 | 0 | 0 | 0 | 0 | 0 | 0 | 0 | 0 | 0 | 0 | 0 | 0 | 0 | 0 | 0 | 0 | 0 | 0 | 0 | 0 | 0 | 0 | 0 | 0 | 0 | 0 | 0 | 0 | 0 | 0 | 0 | 0 | 0 | 0 | 0 | 0 | 0 | 0 | 0 | 0 | 0 | 0 | 0 | 0 | 0 | 0 | 0 | 0 | 0 | 0 | 0 | 0 | 0 | 0 | 0 | 0 | 0 | 0 | 0 | 0 | 0 | 0 | 0 | 0 | 0 | 0 | 0 | 0 | 0 | 0 | 0 | 0 | 0 | 0 | 0 | 0 | 0 | 0 | 0 | 0 | 0 | 0 | 0 | 0 | 0 | 0 | 0 | 0 | 0 | 0 | 0 | 0 | 0 | 0 | 0 | 0 | 0 | 0
[6 empty] | AFUDC Deferred Tax Adj |  |  | 0 | 0 | 0 | 0 | 0 | 0 | 0 | 0 | 0 | 0 | 0 | 0 | 0 | 0 | 0 | 0 | 0 | 0 | 0 | 0 | 0 | 0 | 0 | 0 | 0 | 0 | 0 | 0 | 0 | 0 | 0 | 0 | 0 | 0 | 0 | 0 | 0 | 0 | 0 | 0 | 0 | 0 | 0 | 0 | 0 | 0 | 0 | 0 | 0 | 0 | 0 | 0 | 0 | 0 | 0 | 0 | 0 | 0 | 0 | 0 | 0 | 0 | 0 | 0 | 0 | 0 | 0 | 0 | 0 | 0 | 0 | 0 | 0 | 0 | 0 | 0 | 0 | 0 | 0 | 0 | 0 | 0 | 0 | 0 | 0 | 0 | 0 | 0 | 0 | 0 | 0 | 0 | 0 | 0 | 0 | 0 | 0 | 0 | 0 | 0
[9 empty] | ------ | ------ | ------ | ------ | ------ | ------ | ------ | ------ | ------ | ------ | ------ | ------ | ------ | ------ | ------ | ------ | ------ | ------ | ------ | ------ | ------ | ------ | ------ | ------ | ------ | ------ | ------ | ------ | ------ | ------ | ------ | ------ | ------ | ------ | ------ | ------ | ------ | ------ | ------ | ------ | ------ | ------ | ------ | ------ | ------ | ------ | ------ | ------ | ------ | ------ | ------ | ------ | ------ | ------ | ------ | ------ | ------ | ------ | ------ | ------ | ------ | ------ | ------ | ------ | ------ | ------ | ------ | ------ | ------ | ------ | ------ | ------ | ------ | ------ | ------ | ------ | ------ | ------ | ------ | ------ | ------ | ------ | ------ | ------ | ------ | ------ | ------ | ------ | ------ | ------ | ------ | ------ | ------ | ------ | ------ | ------ | ------ | ------ | ------ | ------
[6 empty] | Total State Income Taxes |  |  | 84 | 66 | 48 | 32 | 17 | 3 | -11 | -24 | -36 | -47 | 0 | 0 | 0 | 0 | 0 | 0 | 0 | 0 | 0 | 0 | 0 | 0 | 0 | 0 | 0 | 0 | 0 | 0 | 0 | 0 | 0 | 0 | 0 | 0 | 0 | 0 | 0 | 0 | 0 | 0 | 0 | 0 | 0 | 0 | 0 | 0 | 0 | 0 | 0 | 0 | 0 | 0 | 0 | 0 | 0 | 0 | 0 | 0 | 0 | 0 | 0 | 0 | 0 | 0 | 0 | 0 | 0 | 0 | 0 | 0 | 0 | 0 | 0 | 0 | 0 | 0 | 0 | 0 | 0 | 0 | 0 | 0 | 0 | 0 | 0 | 0 | 0 | 0 | 0 | 0 | 0 | 0 | 0 | 0 | 0 | 0 | 0 | 0 | 0 | 0
[9 empty] | ------- | ------- | ------- | ------- | ------- | ------- | ------- | ------- | ------- | ------- | ------- | ------- | ------- | ------- | ------- | ------- | ------- | ------- | ------- | ------- | ------- | ------- | ------- | ------- | ------- | ------- | ------- | ------- | ------- | ------- | ------- | ------- | ------- | ------- | ------- | ------- | ------- | ------- | ------- | ------- | ------- | ------- | ------- | ------- | ------- | ------- | ------- | ------- | ------- | ------- | ------- | ------- | ------- | ------- | ------- | ------- | ------- | ------- | ------- | ------- | ------- | ------- | ------- | ------- | ------- | ------- | ------- | ------- | ------- | ------- | ------- | ------- | ------- | ------- | ------- | ------- | ------- | ------- | ------- | ------- | ------- | ------- | ------- | ------- | ------- | ------- | ------- | ------- | ------- | ------- | ------- | ------- | ------- | ------- | ------- | ------- | ------- | ------- | ------- | -------
[6 empty] | TOTAL STATE AND FEDERAL INCOME TAX |  |  | -619 | -677 | -735 | -787 | -836 | -881 | -927 | -970 | -1009 | -1045 | 0 | 0 | 0 | 0 | 0 | 0 | 0 | 0 | 0 | 0 | 0 | 0 | 0 | 0 | 0 | 0 | 0 | 0 | 0 | 0 | 0 | 0 | 0 | 0 | 0 | 0 | 0 | 0 | 0 | 0 | 0 | 0 | 0 | 0 | 0 | 0 | 0 | 0 | 0 | 0 | 0 | 0 | 0 | 0 | 0 | 0 | 0 | 0 | 0 | 0 | 0 | 0 | 0 | 0 | 0 | 0 | 0 | 0 | 0 | 0 | 0 | 0 | 0 | 0 | 0 | 0 | 0 | 0 | 0 | 0 | 0 | 0 | 0 | 0 | 0 | 0 | 0 | 0 | 0 | 0 | 0 | 0 | 0 | 0 | 0 | 0 | 0 | 0 | 0 | 0
TAX CHECK:
[6 empty] | Pre tax income / (loss) |  |  | 537.2056 | 330.8017 | 119.9553 | -68.2321 | -241.5362 | -405.8842 | -571.2323 | -727.3887 | -867.1482 | -997.7161 | 0 | 0 | 0 | 0 | 0 | 0 | 0 | 0 | 0 | 0 | 0 | 0 | 0 | 0 | 0 | 0 | 0 | 0 | 0 | 0 | 0 | 0 | 0 | 0 | 0 | 0 | 0 | 0 | 0 | 0 | 0 | 0 | 0 | 0 | 0 | 0 | 0 | 0 | 0 | 0 | 0 | 0 | 0 | 0 | 0 | 0 | 0 | 0 | 0 | 0 | 0 | 0 | 0 | 0 | 0 | 0 | 0 | 0 | 0 | 0 | 0 | 0 | 0 | 0 | 0 | 0 | 0 | 0 | 0 | 0 | 0 | 0 | 0 | 0 | 0 | 0 | 0 | 0 | 0 | 0 | 0 | 0 | 0 | 0 | 0 | 0 | 0 | 0 | 0 | 0
[6 empty] | Permanent Difference |  |  | 446 | 446 | 446 | 446 | 446 | 446 | 446 | 446 | 446 | 446 | 0 | 0 | 0 | 0 | 0 | 0 | 0 | 0 | 0 | 0 | 0 | 0 | 0 | 0 | 0 | 0 | 0 | 0 | 0 | 0 | 0 | 0 | 0 | 0 | 0 | 0 | 0 | 0 | 0 | 0 | 0 | 0 | 0 | 0 | 0 | 0 | 0 | 0 | 0 | 0 | 0 | 0 | 0 | 0 | 0 | 0 | 0 | 0 | 0 | 0 | 0 | 0 | 0 | 0 | 0 | 0 | 0 | 0 | 0 | 0 | 0 | 0 | 0 | 0 | 0 | 0 | 0 | 0 | 0 | 0 | 0 | 0 | 0 | 0 | 0 | 0 | 0 | 0 | 0 | 0 | 0 | 0 | 0 | 0 | 0 | 0 | 0 | 0 | 0 | 0
[6 empty] | Adjusted taxable income |  |  | 983.2056 | 776.8017 | 565.9553 | 377.7679 | 204.4638 | 40.1158 | -125.2323 | -281.3887 | -421.1482 | -551.7161 | 0 | 0 | 0 | 0 | 0 | 0 | 0 | 0 | 0 | 0 | 0 | 0 | 0 | 0 | 0 | 0 | 0 | 0 | 0 | 0 | 0 | 0 | 0 | 0 | 0 | 0 | 0 | 0 | 0 | 0 | 0 | 0 | 0 | 0 | 0 | 0 | 0 | 0 | 0 | 0 | 0 | 0 | 0 | 0 | 0 | 0 | 0 | 0 | 0 | 0 | 0 | 0 | 0 | 0 | 0 | 0 | 0 | 0 | 0 | 0 | 0 | 0 | 0 | 0 | 0 | 0 | 0 | 0 | 0 | 0 | 0 | 0 | 0 | 0 | 0 | 0 | 0 | 0 | 0 | 0 | 0 | 0 | 0 | 0 | 0 | 0 | 0 | 0 | 0 | 0
[6 empty] | Statutory rate |  |  | 27.71% | 27.71% | 27.71% | 27.71% | 27.71% | 27.71% | 27.71% | 27.71% | 27.71% | 27.71% | 27.71% | 27.71% | 27.71% | 27.71% | 27.71% | 27.71% | 27.71% | 27.71% | 27.71% | 27.71% | 27.71% | 27.71% | 27.71% | 27.71% | 27.71% | 27.71% | 27.71% | 27.71% | 27.71% | 27.71% | 27.71% | 27.71% | 27.71% | 27.71% | 27.71% | 27.71% | 27.71% | 27.71% | 27.71% | 27.71% | 27.71% | 27.71% | 27.71% | 27.71% | 27.71% | 27.71% | 27.71% | 27.71% | 27.71% | 27.71% | 27.71% | 27.71% | 27.71% | 27.71% | 27.71% | 27.71% | 27.71% | 27.71% | 27.71% | 27.71% | 27.71% | 27.71% | 27.71% | 27.71% | 27.71% | 27.71% | 27.71% | 27.71% | 27.71% | 27.71% | 27.71% | 27.71% | 27.71% | 27.71% | 27.71% | 27.71% | 27.71% | 27.71% | 27.71% | 27.71% | 27.71% | 27.71% | 27.71% | 27.71% | 27.71% | 27.71% | 27.71% | 27.71% | 27.71% | 27.71% | 27.71% | 27.71% | 27.71% | 27.71% | 27.71% | 27.71% | 27.71% | 27.71% | 27.71% | 27.71%
[6 empty] | Income tax |  |  | 272 | 215 | 157 | 105 | 57 | 11 | -35 | -78 | -117 | -153 | 0 | 0 | 0 | 0 | 0 | 0 | 0 | 0 | 0 | 0 | 0 | 0 | 0 | 0 | 0 | 0 | 0 | 0 | 0 | 0 | 0 | 0 | 0 | 0 | 0 | 0 | 0 | 0 | 0 | 0 | 0 | 0 | 0 | 0 | 0 | 0 | 0 | 0 | 0 | 0 | 0 | 0 | 0 | 0 | 0 | 0 | 0 | 0 | 0 | 0 | 0 | 0 | 0 | 0 | 0 | 0 | 0 | 0 | 0 | 0 | 0 | 0 | 0 | 0 | 0 | 0 | 0 | 0 | 0 | 0 | 0 | 0 | 0 | 0 | 0 | 0 | 0 | 0 | 0 | 0 | 0 | 0 | 0 | 0 | 0 | 0 | 0 | 0 | 0 | 0
[6 empty] | ITC Amortization |  |  | -892 | -892 | -892 | -892 | -892 | -892 | -892 | -892 | -892 | -892 | 0 | 0 | 0 | 0 | 0 | 0 | 0 | 0 | 0 | 0 | 0 | 0 | 0 | 0 | 0 | 0 | 0 | 0 | 0 | 0 | 0 | 0 | 0 | 0 | 0 | 0 | 0 | 0 | 0 | 0 | 0 | 0 | 0 | 0 | 0 | 0 | 0 | 0 | 0 | 0 | 0 | 0 | 0 | 0 | 0 | 0 | 0 | 0 | 0 | 0 | 0 | 0 | 0 | 0 | 0 | 0 | 0 | 0 | 0 | 0 | 0 | 0 | 0 | 0 | 0 | 0 | 0 | 0 | 0 | 0 | 0 | 0 | 0 | 0 | 0 | 0 | 0 | 0 | 0 | 0 | 0 | 0 | 0 | 0 | 0 | 0 | 0 | 0 | 0 | 0
[6 empty] | Net Income Tax Expense/(Benefit) |  |  | -620 | -677 | -735 | -787 | -835 | -881 | -927 | -970 | -1009 | -1045 | 0 | 0 | 0 | 0 | 0 | 0 | 0 | 0 | 0 | 0 | 0 | 0 | 0 | 0 | 0 | 0 | 0 | 0 | 0 | 0 | 0 | 0 | 0 | 0 | 0 | 0 | 0 | 0 | 0 | 0 | 0 | 0 | 0 | 0 | 0 | 0 | 0 | 0 | 0 | 0 | 0 | 0 | 0 | 0 | 0 | 0 | 0 | 0 | 0 | 0 | 0 | 0 | 0 | 0 | 0 | 0 | 0 | 0 | 0 | 0 | 0 | 0 | 0 | 0 | 0 | 0 | 0 | 0 | 0 | 0 | 0 | 0 | 0 | 0 | 0 | 0 | 0 | 0 | 0 | 0 | 0 | 0 | 0 | 0 | 0 | 0 | 0 | 0 | 0 | 0
[6 empty] | Net Income / (Loss) |  |  | 1157.2056 | 1007.8017 | 854.9553 | 718.7679 | 593.4638 | 475.1158 | 355.7677 | 242.6113 | 141.8518 | 47.2839 | 0 | 0 | 0 | 0 | 0 | 0 | 0 | 0 | 0 | 0 | 0 | 0 | 0 | 0 | 0 | 0 | 0 | 0 | 0 | 0 | 0 | 0 | 0 | 0 | 0 | 0 | 0 | 0 | 0 | 0 | 0 | 0 | 0 | 0 | 0 | 0 | 0 | 0 | 0 | 0 | 0 | 0 | 0 | 0 | 0 | 0 | 0 | 0 | 0 | 0 | 0 | 0 | 0 | 0 | 0 | 0 | 0 | 0 | 0 | 0 | 0 | 0 | 0 | 0 | 0 | 0 | 0 | 0 | 0 | 0 | 0 | 0 | 0 | 0 | 0 | 0 | 0 | 0 | 0 | 0 | 0 | 0 | 0 | 0 | 0 | 0 | 0 | 0 | 0 | 0
[6 empty] | Variance |  |  | 0.20563 | -0.19834 | -0.044697 | -0.23213 | 0.46381 | 0.11578 | -0.23226 | -0.38872 | -0.14817 | 0.28394 | 0 | 0 | 0 | 0 | 0 | 0 | 0 | 0 | 0 | 0 | 0 | 0 | 0 | 0 | 0 | 0 | 0 | 0 | 0 | 0 | 0 | 0 | 0 | 0 | 0 | 0 | 0 | 0 | 0 | 0 | 0 | 0 | 0 | 0 | 0 | 0 | 0 | 0 | 0 | 0 | 0 | 0 | 0 | 0 | 0 | 0 | 0 | 0 | 0 | 0 | 0 | 0 | 0 | 0 | 0 | 0 | 0 | 0 | 0 | 0 | 0 | 0 | 0 | 0 | 0 | 0 | 0 | 0 | 0 | 0 | 0 | 0 | 0 | 0 | 0 | 0 | 0 | 0 | 0 | 0 | 0 | 0 | 0 | 0 | 0 | 0 | 0 | 0 | 0 | 0
[6 empty] | Retail Revenue |  |  | 1021.3664 | 752.8183 | 477.9676 | 232.7517 | 7.3954 | -206.9296 | -422.2546 | -625.7953 | -807.7478 | -977.9159 | 0 | 0 | 0 | 0 | 0 | 0 | 0 | 0 | 0 | 0 | 0 | 0 | 0 | 0 | 0 | 0 | 0 | 0 | 0 | 0 | 0 | 0 | 0 | 0 | 0 | 0 | 0 | 0 | 0 | 0 | 0 | 0 | 0 | 0 | 0 | 0 | 0 | 0 | 0 | 0 | 0 | 0 | 0 | 0 | 0 | 0 | 0 | 0 | 0 | 0 | 0 | 0 | 0 | 0 | 0 | 0 | 0 | 0 | 0 | 0 | 0 | 0 | 0 | 0 | 0 | 0 | 0 | 0 | 0 | 0 | 0 | 0 | 0 | 0 | 0 | 0 | 0 | 0 | 0 | 0 | 0 | 0 | 0 | 0 | 0 | 0 | 0 | 0 | 0 | 0
[6 empty] | Interest Expense |  |  | -484.1608 | -422.0167 | -358.0123 | -300.9839 | -248.9316 | -198.9546 | -148.9777 | -101.5934 | -59.4004 | -19.8001 | 0 | 0 | 0 | 0 | 0 | 0 | 0 | 0 | 0 | 0 | 0 | 0 | 0 | 0 | 0 | 0 | 0 | 0 | 0 | 0 | 0 | 0 | 0 | 0 | 0 | 0 | 0 | 0 | 0 | 0 | 0 | 0 | 0 | 0 | 0 | 0 | 0 | 0 | 0 | 0 | 0 | 0 | 0 | 0 | 0 | 0 | 0 | 0 | 0 | 0 | 0 | 0 | 0 | 0 | 0 | 0 | 0 | 0 | 0 | 0 | 0 | 0 | 0 | 0 | 0 | 0 | 0 | 0 | 0 | 0 | 0 | 0 | 0 | 0 | 0 | 0 | 0 | 0 | 0 | 0 | 0 | 0 | 0 | 0 | 0 | 0 | 0 | 0 | 0 | 0
[6 empty] | Income tax expense / (Benefit) |  |  | -620 | -677 | -735 | -787 | -835 | -881 | -927 | -970 | -1009 | -1045 | 0 | 0 | 0 | 0 | 0 | 0 | 0 | 0 | 0 | 0 | 0 | 0 | 0 | 0 | 0 | 0 | 0 | 0 | 0 | 0 | 0 | 0 | 0 | 0 | 0 | 0 | 0 | 0 | 0 | 0 | 0 | 0 | 0 | 0 | 0 | 0 | 0 | 0 | 0 | 0 | 0 | 0 | 0 | 0 | 0 | 0 | 0 | 0 | 0 | 0 | 0 | 0 | 0 | 0 | 0 | 0 | 0 | 0 | 0 | 0 | 0 | 0 | 0 | 0 | 0 | 0 | 0 | 0 | 0 | 0 | 0 | 0 | 0 | 0 | 0 | 0 | 0 | 0 | 0 | 0 | 0 | 0 | 0 | 0 | 0 | 0 | 0 | 0 | 0 | 0
[6 empty] | net income |  |  | 1157 | 1008 | 855 | 719 | 593 | 475 | 356 | 243 | 142 | 47 | 0 | 0 | 0 | 0 | 0 | 0 | 0 | 0 | 0 | 0 | 0 | 0 | 0 | 0 | 0 | 0 | 0 | 0 | 0 | 0 | 0 | 0 | 0 | 0 | 0 | 0 | 0 | 0 | 0 | 0 | 0 | 0 | 0 | 0 | 0 | 0 | 0 | 0 | 0 | 0 | 0 | 0 | 0 | 0 | 0 | 0 | 0 | 0 | 0 | 0 | 0 | 0 | 0 | 0 | 0 | 0 | 0 | 0 | 0 | 0 | 0 | 0 | 0 | 0 | 0 | 0 | 0 | 0 | 0 | 0 | 0 | 0 | 0 | 0 | 0 | 0 | 0 | 0 | 0 | 0 | 0 | 0 | 0 | 0 | 0 | 0 | 0 | 0 | 0 | 0
[6 empty] | Income Tax |  |  | -619 | -677 | -735 | -787 | -836 | -881 | -927 | -970 | -1009 | -1045 | 0 | 0 | 0 | 0 | 0 | 0 | 0 | 0 | 0 | 0 | 0 | 0 | 0 | 0 | 0 | 0 | 0 | 0 | 0 | 0 | 0 | 0 | 0 | 0 | 0 | 0 | 0 | 0 | 0 | 0 | 0 | 0 | 0 | 0 | 0 | 0 | 0 | 0 | 0 | 0 | 0 | 0 | 0 | 0 | 0 | 0 | 0 | 0 | 0 | 0 | 0 | 0 | 0 | 0 | 0 | 0 | 0 | 0 | 0 | 0 | 0 | 0 | 0 | 0 | 0 | 0 | 0 | 0 | 0 | 0 | 0 | 0 | 0 | 0 | 0 | 0 | 0 | 0 | 0 | 0 | 0 | 0 | 0 | 0 | 0 | 0 | 0 | 0 | 0 | 0
[6 empty] | Capital and Carrying Cost total |  |  | 3484.2784 | 3215.7303 | 2940.8796 | 2695.6637 | 2470.3074 | 2255.9824 | 2040.6574 | 1837.1167 | 1655.1642 | 1484.9961 | 0 | 0 | 0 | 0 | 0 | 0 | 0 | 0 | 0 | 0 | 0 | 0 | 0 | 0 | 0 | 0 | 0 | 0 | 0 | 0 | 0 | 0 | 0 | 0 | 0 | 0 | 0 | 0 | 0 | 0 | 0 | 0 | 0 | 0 | 0 | 0 | 0 | 0 | 0 | 0 | 0 | 0 | 0 | 0 | 0 | 0 | 0 | 0 | 0 | 0 | 0 | 0 | 0 | 0 | 0 | 0 | 0 | 0 | 0 | 0 | 0 | 0 | 0 | 0 | 0 | 0 | 0 | 0 | 0 | 0 | 0 | 0 | 0 | 0 | 0 | 0 | 0 | 0 | 0 | 0 | 0 | 0 | 0 | 0 | 0 | 0 | 0 | 0 | 0 | 0
[6 empty] | Capitalized A&G |  | -1429.12 | 0 | 0 | 0 | 0 | 0 | 0 | 0 | 0 | 0 | 0 | 0 | 0 | 0 | 0 | 0 | 0 | 0 | 0 | 0 | 0 | 0 | 0 | 0 | 0 | 0 | 0 | 0 | 0 | 0 | 0 | 0 | 0 | 0 | 0 | 0 | 0 | 0 | 0 | 0 | 0 | 0 | 0 | 0 | 0 | 0 | 0 | 0 | 0 | 0 | 0 | 0 | 0 | 0 | 0 | 0 | 0 | 0 | 0 | 0 | 0 | 0 | 0 | 0 | 0 | 0 | 0 | 0 | 0 | 0 | 0 | 0 | 0 | 0 | 0 | 0 | 0 | 0 | 0 | 0 | 0 | 0 | 0 | 0 | 0 | 0 | 0 | 0 | 0 | 0 | 0 | 0 | 0 | 0 | 0 | 0 | 0 | 0 | 0 | 0 | 0
[6 empty] | Revenue Requirement | 18160.7842 | -1429.12 | 3484.2784 | 3215.7303 | 2940.8796 | 2695.6637 | 2470.3074 | 2255.9824 | 2040.6574 | 1837.1167 | 1655.1642 | 1484.9961 | 0 | 0 | 0 | 0 | 0 | 0 | 0 | 0 | 0 | 0 | 0 | 0 | 0 | 0 | 0 | 0 | 0 | 0 | 0 | 0 | 0 | 0 | 0 | 0 | 0 | 0 | 0 | 0 | 0 | 0 | 0 | 0 | 0 | 0 | 0 | 0 | 0 | 0 | 0 | 0 | 0 | 0 | 0 | 0 | 0 | 0 | 0 | 0 | 0 | 0 | 0 | 0 | 0 | 0 | 0 | 0 | 0 | 0 | 0 | 0 | 0 | 0 | 0 | 0 | 0 | 0 | 0 | 0 | 0 | 0 | 0 | 0 | 0 | 0 | 0 | 0 | 0 | 0 | 0 | 0 | 0 | 0 | 0 | 0 | 0 | 0 | 0 | 0 | 0 | 0
[6 empty] | Discounted Revenue Requirement | 18160.7842 | -1429.12 | 3272.5303 | 2836.7513 | 2436.6306 | 2097.7271 | 1805.5315 | 1548.6761 | 1315.7271 | 1112.5083 | 941.4092 | 793.2927 | 0 | 0 | 0 | 0 | 0 | 0 | 0 | 0 | 0 | 0 | 0 | 0 | 0 | 0 | 0 | 0 | 0 | 0 | 0 | 0 | 0 | 0 | 0 | 0 | 0 | 0 | 0 | 0 | 0 | 0 | 0 | 0 | 0 | 0 | 0 | 0 | 0 | 0 | 0 | 0 | 0 | 0 | 0 | 0 | 0 | 0 | 0 | 0 | 0 | 0 | 0 | 0 | 0 | 0 | 0 | 0 | 0 | 0 | 0 | 0 | 0 | 0 | 0 | 0 | 0 | 0 | 0 | 0 | 0 | 0 | 0 | 0 | 0 | 0 | 0 | 0 | 0 | 0 | 0 | 0 | 0 | 0 | 0 | 0 | 0 | 0 | 0 | 0 | 0 | 0
[6 empty] | Gross Revenue Tax |  |  | 35.7139 | 32.9612 | 30.144 | 27.6306 | 25.3207 | 23.1238 | 20.9167 | 18.8304 | 16.9654 | 15.2212 | 0 | 0 | 0 | 0 | 0 | 0 | 0 | 0 | 0 | 0 | 0 | 0 | 0 | 0 | 0 | 0 | 0 | 0 | 0 | 0 | 0 | 0 | 0 | 0 | 0 | 0 | 0 | 0 | 0 | 0 | 0 | 0 | 0 | 0 | 0 | 0 | 0 | 0 | 0 | 0 | 0 | 0 | 0 | 0 | 0 | 0 | 0 | 0 | 0 | 0 | 0 | 0 | 0 | 0 | 0 | 0 | 0 | 0 | 0 | 0 | 0 | 0 | 0 | 0 | 0 | 0 | 0 | 0 | 0 | 0 | 0 | 0 | 0 | 0 | 0 | 0 | 0 | 0 | 0 | 0 | 0 | 0 | 0 | 0 | 0 | 0 | 0 | 0 | 0 | 0
[6 empty] | Revenue Requirement adjusted for Gross Revenue Tax |  |  | 3519.9923 | 3248.6916 | 2971.0236 | 2723.2943 | 2495.628 | 2279.1062 | 2061.5741 | 1855.9471 | 1672.1297 | 1500.2173 | 0 | 0 | 0 | 0 | 0 | 0 | 0 | 0 | 0 | 0 | 0 | 0 | 0 | 0 | 0 | 0 | 0 | 0 | 0 | 0 | 0 | 0 | 0 | 0 | 0 | 0 | 0 | 0 | 0 | 0 | 0 | 0 | 0 | 0 | 0 | 0 | 0 | 0 | 0 | 0 | 0 | 0 | 0 | 0 | 0 | 0 | 0 | 0 | 0 | 0 | 0 | 0 | 0 | 0 | 0 | 0 | 0 | 0 | 0 | 0 | 0 | 0 | 0 | 0 | 0 | 0 | 0 | 0 | 0 | 0 | 0 | 0 | 0 | 0 | 0 | 0 | 0 | 0 | 0 | 0 | 0 | 0 | 0 | 0 | 0 | 0 | 0 | 0 | 0 | 0
Financial Inputs
|  |  | Weighted | Weighted | Weighted
| Share | Cost | Pre-Tax | ROR | After-Tax
Equity | 49.81% | 9.972% | 6.87% | 4.967% | 4.967%
Preferred | 0% | 0% | 0% | 0% | 0%
Debt | 50.19% | 4.144% | 2.08% | 2.08% | 1.503%
|  |  | 8.95% | 7.047% | 6.47%
MACRS Rates
Number of years | 7
Year | Rate
1 | 14.29% | half year convention
2 | 24.49%
3 | 17.49%
4 | 12.49%
5 | 8.93%
6 | 8.92%
7 | 8.93%
8 | 4.46%
9
10
11
12
13
14
15
16
17
18
19
20
21
22
23
24
25
26
27
28
29
30
31
32
33
34
35
36
37
38
39
40
41
42
43
44
45
46
47
48
49
50
51
52
53
54
55
56
57
58
59
60
61
62
63
64
65
66
67
68
69
70
71
72
73
74
75
76
77
78
79
80
81
82
83
84
85
86
87
88
89
90
91
92
93
94
95
96
97
98
99
100

## Net peak hit rate
Based on year 1 installations
Program year | 1 | 2 | 3 | 4 | 5 | 6 | 7 | 8 | 9 | 10 | 11 | 12 | 13 | 14 | 15 | 16 | 17 | 18 | 19 | 20
Nominal site capacity (kW) | 11.5 | 11.5 | 11.5 | 11.5 | 11.5 | 11.5 | 11.5 | 11.5 | 11.5 | 11.5 | 11.5 | 11.5 | 11.5 | 11.5 | 11.5 | 11.5 | 11.5 | 11.5 | 11.5 | 11.5
Net RNS peak reduction (kW) | 6.771 | 6.398 | 6.046 | 5.661 | 5.35 | 5.055 | 4.777 | 4.472 | 4.226 | 3.956 | 3.739 | 3.466 | 3.243 | 3.035 | 2.754 | 0 | 0 | 0 | 0 | 0
RNS Peak reduction as % of nominal | 58.88% | 55.63% | 52.57% | 49.23% | 46.52% | 43.96% | 41.54% | 38.89% | 36.75% | 34.4% | 32.51% | 30.14% | 28.2% | 26.39% | 23.95% | 0% | 0% | 0% | 0% | 0%
Net FCM peak reduction (kW) | 10.967 | 10.419 | 9.898 | 9.316 | 8.85 | 8.408 | 7.987 | 7.517 | 7.141 | 6.72 | 6.384 | 5.949 | 5.597 | 5.265 | 4.804 | 0 | 0 | 0 | 0 | 0
FCM peak reduction as % of nominal | 95.37% | 90.6% | 86.07% | 81.01% | 76.96% | 73.11% | 69.45% | 65.37% | 62.1% | 58.43% | 55.51% | 51.73% | 48.67% | 45.78% | 41.77% | 0% | 0% | 0% | 0% | 0%
Net peak reduction applies availability, forecast effectiveness, battery degradation, losses, reserve margin (for FCM), and end of life failure/replacement
Notes
FCM is higher than its degradation rate because of reserve margin and avoided losses

## Single System
Single System - Active Inputs |  |  | Assumptions Set A and B are fixed examples and do not change with changes to inputs
Customer Payment | 0
Average System Life | 14.88 |  | Assumptions Set A - Updated model failure rate |  | Assumptions Set B - Updated model failure rate
Battery install cost |  | -17079.4662
|  |  | Battery install cost | -17079.4662 | Battery install cost | -17371.3128
Total Rev Requirement |  | -17079.4662
|  |  | Total Rev Requirement | -17079.4662 | Total Rev Requirement | -17371.3128
Software Fees |  | -202.9153
Removal & Recycling |  | -74.0419 | Software Fees | -202.9153 | Software Fees | -202.9153
RTE Credit |  | -581.5872 | Removal & Recycling | -74.0419 | Removal & Recycling | -148.0837
|  |  | RTE Credit | -581.5872 | RTE Credit | -581.5872
Customer Contribution |  | 0
|  |  | Customer Contribution | 0 | Customer Contribution | 0
FCM |  | 3797.8545
RNS |  | 10555.5517 | FCM | 3797.8545 | FCM | 3526.6048
Energy |  | 1423.1559 | RNS | 10555.5517 | RNS | 9805.667
Rate 1 |  | 581.5872 | Energy | 1423.1559 | Energy | 1235.8418
Frequency |  | 662.6669 | Rate 1 | 581.5872 | Rate 1 | 581.5872
T&D Deferral |  | 1059.4708 | Frequency | 662.6669 | Frequency | 434.7623
Power Factor/VAR Support |  | 0 | T&D Deferral | 1059.4708 | T&D Deferral | 747.8617
Tier 3 |  | 428.4028 | Power Factor/VAR Support | 0 | Power Factor/VAR Support | 0
Capitalized A&G |  | 1262.3483 | Tier 3 | 428.4028 | Tier 3 | 428.4028
Net Present Value |  | 1833.0274 | Capitalized A&G | 1262.3483 | Capitalized A&G | 1284.113
|  |  | Net Present Value | 1833.0274 | Net Present Value | -259.0584

## Full Program
Monthly Customers | 0
|  | Year | 1 | 2 | 3 | 4 | 5 | 6 | 7 | 8 | 9 | 10 | 11 | 12 | 13 | 14 | 15 | 16 | 17 | 18 | 19 | 20 | 21 | 22 | 23 | 24 | 25 | 26 | 27 | 28 | 29 | 30 | 31 | 32 | 33
|  | Monthly Customers | 425
|  | Monthly Customers |  | 425
|  | Monthly Customers |  |  | 425
|  | Costs | [33 empty] | Lifetime NPV
|  | Equipment & Installation Costs Year 1 | -1480818.3367 | -1366685.3943 | -1249873.8363 | -1145657.0871 | -1049880.635 | -958792.5135 | -867279.3921 | -780774.5912 | -703444.8023 | -631123.3341 | 0 | 0 | 0 | 0 | 0 | 0 | 0 | 0 | 0 | 0 | 0 | 0 | 0 | #REF! | #REF! | #REF! | #REF! | #REF! | #REF! | #REF! | #REF! | #REF! | #REF!
|  | Equipment & Installation Costs Year 2 |  | -1480818.3367 | -1366685.3943 | -1249873.8363 | -1145657.0871 | -1049880.635 | -958792.5135 | -867279.3921 | -780774.5912 | -703444.8023 | -631123.3341 | 0 | 0 | 0 | 0 | 0 | 0 | 0 | 0 | 0 | 0 | 0 | 0 | #REF! | #REF! | #REF! | #REF! | #REF! | #REF! | #REF! | #REF! | #REF! | #REF!
|  | Equipment & Installation Costs Year 3 |  |  | -1480818.3367 | -1366685.3943 | -1249873.8363 | -1145657.0871 | -1049880.635 | -958792.5135 | -867279.3921 | -780774.5912 | -703444.8023 | -631123.3341 | 0 | 0 | 0 | 0 | 0 | 0 | 0 | 0 | 0 | 0 | 0 | #REF! | #REF! | #REF! | #REF! | #REF! | #REF! | #REF! | #REF! | #REF! | #REF!
|  | Total Equipment & Installation Costs* | -1480818.3367 | -2847503.731 | -4097377.5673 | -3762216.3177 | -3445411.5584 | -3154330.2357 | -2875952.5406 | -2606846.4968 | -2351498.7856 | -2115342.7277 | -1334568.1365 | -631123.3341 | 0 | 0 | 0 | 0 | 0 | 0 | 0 | 0 | 0 | 0 | 0 | #REF! | #REF! | #REF! | #REF! | #REF! | #REF! | #REF! | #REF! | #REF! | #REF!
|  | Software fees Year 1 | -10200 | -10200 | -10200 | -10200 | -10200 | -10200 | -10200 | -10200 | -10200 | -10200 | -9180 | -8670 | -8160 | -7650 | -7140 | 0 | 0 | 0 | 0 | 0 | 0 | 0 | 0 | #REF! | #REF! | #REF! | #REF! | #REF! | #REF! | #REF! | #REF! | #REF! | #REF!
|  | Software fees Year 2 | 0 | -10200 | -10200 | -10200 | -10200 | -10200 | -10200 | -10200 | -10200 | -10200 | -10200 | -9180 | -8670 | -8160 | -7650 | -7140 | 0 | 0 | 0 | 0 | 0 | 0 | 0 | #REF! | #REF! | #REF! | #REF! | #REF! | #REF! | #REF! | #REF! | #REF! | #REF!
|  | Software fees Year 3 | 0 | 0 | -10200 | -10200 | -10200 | -10200 | -10200 | -10200 | -10200 | -10200 | -10200 | -10200 | -9180 | -8670 | -8160 | -7650 | -7140 | 0 | 0 | 0 | 0 | 0 | 0 | #REF! | #REF! | #REF! | #REF! | #REF! | #REF! | #REF! | #REF! | #REF! | #REF!
|  | Software Fees | -10200 | -20400 | -30600 | -30600 | -30600 | -30600 | -30600 | -30600 | -30600 | -30600 | -29580 | -28050 | -26010 | -24480 | -22950 | -14790 | -7140 | 0 | 0 | 0 | 0 | 0 | 0 | #REF! | #REF! | #REF! | #REF! | #REF! | #REF! | #REF! | #REF! | #REF! | #REF!
|  | RTE Credit Year 1 | -26681.4778 | -27215.1074 | -27224.5762 | -27769.0677 | -28324.449 | -28890.938 | -28895.4565 | -29473.3657 | -29472.2191 | -30061.6634 | -29765.5203 | -30066.0653 | -30366.726 | -29434.2349 | 0 | 0 | 0 | 0 | 0 | 0 | 0 | 0 | 0
|  | RTE Credit Year 2 |  | -27215.1074 | -27759.4095 | -27769.0677 | -28324.449 | -28890.938 | -29468.7568 | -29473.3657 | -30062.833 | -30061.6634 | -30662.8967 | -30360.8307 | -30667.3866 | -30974.0605 | -30022.9196 | 0 | 0 | 0 | 0 | 0 | 0 | 0 | 0 | 0 | 0 | 0 | 0 | 0 | 0 | 0 | 0 | 0 | 0
|  | RTE Credit Year 3 |  |  | -27759.4095 | -28314.5977 | -28324.449 | -28890.938 | -29468.7568 | -30058.1319 | -30062.833 | -30664.0896 | -30662.8967 | -31276.1546 | -30968.0473 | -31280.7344 | -31593.5417 | -30623.378 | 0 | 0 | 0 | 0 | 0 | 0 | 0
|  | RTE Credit | -26681.4778 | -54430.2148 | -82743.3952 | -83852.7331 | -84973.3471 | -86672.814 | -87832.9701 | -89004.8632 | -89597.885 | -90787.4165 | -91091.3137 | -91703.0506 | -92002.1599 | -91689.0297 | -61616.4613 | -30623.378 | 0 | 0 | 0 | 0 | 0 | 0 | 0
|  | Total Costs | -1517699.8145 | -2922333.9457 | -4210720.9625 | -3876669.0508 | -3560984.9055 | -3271603.0497 | -2994385.5107 | -2726451.36 | -2471696.6706 | -2236730.1442 | -1455239.4502 | -750876.3848 | -118012.1599 | -116169.0297 | -84566.4613 | -45413.378 | -7140 | 0 | 0 | 0 | 0 | 0 | 0 | #REF! | #REF! | #REF! | #REF! | #REF! | #REF! | #REF! | #REF! | #REF! | #REF!
Revenues
|  | Battery Value Year 1 | 914070.5728 | 975778.1491 | 978930.3137 | 981335.2507 | 937150.7931 | 887399.5349 | 1231147.8196 | 1169504.0274 | 767107.0044 | 762374.7795 | 736715.5997 | 723792.4227 | 724045.4771 | 714162.4298 | 131531.7181 | 2261.3074 | 2281.7321 | 2327.3668 | 2348.1107 | 2395.0729 | 0 | 0 | 0 | #REF! | #REF! | #REF! | #REF! | #REF! | #REF! | #REF! | #REF! | #REF! | #REF!
|  | Battery Value Year 2 |  | 864278.0451 | 989715.0869 | 982800.4149 | 936820.5842 | 887259.2444 | 854360.968 | 1200632.5466 | 1156603.4727 | 763375.3873 | 749112.11 | 731935.078 | 731013.1706 | 739935.5026 | 710844.906 | 127447.4681 | 2261.3074 | 2281.7321 | 2327.3668 | 2348.1107 | 2395.0729 | 0 | 0 | #REF! | #REF! | #REF! | #REF! | #REF! | #REF! | #REF! | #REF! | #REF! | #REF!
|  | Battery Value Year 3 |  |  | 860594.4829 | 993508.7994 | 938353.7484 | 886929.0355 | 854220.6775 | 823714.3433 | 1183233.5055 | 1152846.0768 | 750167.9679 | 744224.4373 | 739311.9509 | 747204.2235 | 736155.4935 | 691320.1267 | 123477.9681 | 2261.3074 | 2281.7321 | 2327.3668 | 2348.1107 | 2395.0729 | 0 | #REF! | #REF! | #REF! | #REF! | #REF! | #REF! | #REF! | #REF! | #REF! | #REF!
|  | Total Battery Value | 914070.5728 | 1840056.1943 | 2829239.8834 | 2957644.465 | 2812325.1257 | 2661587.8148 | 2939729.465 | 3193850.9174 | 3106943.9826 | 2678596.2436 | 2235995.6776 | 2199951.9379 | 2194370.5987 | 2201302.1558 | 1578532.1175 | 821028.9022 | 128021.0076 | 6870.4063 | 6957.2096 | 7070.5504 | 4743.1836 | 2395.0729 | 0 | #REF! | #REF! | #REF! | #REF! | #REF! | #REF! | #REF! | #REF! | #REF! | #REF!
|  | Tier 3 Value | 206125 | 206125 | 206125
|  | End of life removal | 0 | 0 | 0 | 0 | 0 | 0 | 0 | 0 | 0 | 0 | -850 | -1700 | -2550 | -4250 | -83300 | -82450 | -79900 | 0 | 0 | 0 | 0 | 0 | 0 | 0 | 0 | 0 | 0 | 0 | 0 | 0 | 0 | 0 | 0
|  | Capitalized A&G | 607376 | 607376 | 607376 | 0 | 0 | 0 | 0 | 0 | 0 | 0 | 0 | 0 | 0 | 0 | 0 | 0 | 0 | 0 | 0 | 0 | 0 | 0 | 0 | #REF! | #REF! | #REF! | #REF! | #REF! | #REF! | #REF! | #REF! | #REF! | #REF!
|  | Customer/ZOI Battery Payment (monthly year 1) | 0 | 0 | 0 | 0 | 0 | 0 | 0 | 0 | 0 | 0 | 0 | 0 | 0 | 0 | 0 | 0 | 0 | 0 | 0 | 0 | 0 | 0 | 0 | 0 | 0 | 0 | 0 | 0 | 0 | 0 | 0 | 0 | 0
|  | Customer/ZOI Battery Payment (monthly year 2) |  | 0 | 0 | 0 | 0 | 0 | 0 | 0 | 0 | 0 | 0 | 0 | 0 | 0 | 0 | 0 | 0 | 0 | 0 | 0 | 0 | 0 | 0 | 0 | 0 | 0 | 0 | 0 | 0 | 0 | 0 | 0 | 0
|  | Customer/ZOI Battery Payment (monthly year 3) |  |  | 0 | 0 | 0 | 0 | 0 | 0 | 0 | 0 | 0 | 0 | 0 | 0 | 0 | 0 | 0 | 0 | 0 | 0 | 0 | 0 | 0 | 0 | 0 | 0 | 0 | 0 | 0 | 0 | 0 | 0 | 0
|  | Customer/ZOI Battery Payment (monthly) | 0 | 0 | 0 | 0 | 0 | 0 | 0 | 0 | 0 | 0 | 0 | 0 | 0 | 0 | 0 | 0 | 0 | 0 | 0 | 0 | 0 | 0 | 0 | 0 | 0 | 0 | 0 | 0 | 0 | 0 | 0 | 0 | 0
|  | Total Revenue | 1727571.5728 | 2653557.1943 | 3642740.8834 | 2957644.465 | 2812325.1257 | 2661587.8148 | 2939729.465 | 3193850.9174 | 3106943.9826 | 2678596.2436 | 2235145.6776 | 2198251.9379 | 2191820.5987 | 2197052.1558 | 1495232.1175 | 738578.9022 | 48121.0076 | 6870.4063 | 6957.2096 | 7070.5504 | 4743.1836 | 2395.0729 | 0 | #REF! | #REF! | #REF! | #REF! | #REF! | #REF! | #REF! | #REF! | #REF! | #REF!
|  | Net Present Value | 209871.7583 | -268776.7515 | -567980.0791 | -919024.5858 | -748659.7798 | -610015.2349 | -54656.0456 | 467399.5574 | 635247.312 | 441866.0994 | 779906.2275 | 1447375.5532 | 2073808.4388 | 2080883.1261 | 1410665.6563 | 693165.5242 | 40981.0076 | 6870.4063 | 6957.2096 | 7070.5504 | 4743.1836 | 2395.0729 | 0 | #REF! | #REF! | #REF! | #REF! | #REF! | #REF! | #REF! | #REF! | #REF! | #REF! | 2337109.9639
*Includes 6.16% A&G allocation for total equipment costs.

## 3 yr attachment
Monthly Customers | 0 | [35 empty] | Assumptions Set A and B are fixed examples and do not change with changes to inputs
Active Inputs
|  | Year | 1 | 2 | 3 | 4 | 5 | 6 | 7 | 8 | 9 | 10 | 11 | 12 | 13 | 14 | 15 | 16 | 17 | 18 | 19 | 20 | 21 | 22 | 23 | 24 | 25 | 26 | 27 | 28 | 29 | 30 | 31 | 32 | 33
|  | Monthly Customers | 425
|  | Monthly Customers |  | 425
|  | Monthly Customers |  |  | 425
|  | Costs | [33 empty] | Lifetime NPV
|  | Equipment & Installation Costs Year 1 | -1480818.3367 | -1366685.3943 | -1249873.8363 | -1145657.0871 | -1049880.635 | -958792.5135 | -867279.3921 | -780774.5912 | -703444.8023 | -631123.3341 | 0 | 0 | 0 | 0 | 0 | 0 | 0 | 0 | 0 | 0 | 0 | 0 | 0 | #REF! | #REF! | #REF! | #REF! | #REF! | #REF! | #REF! | #REF! | #REF! | #REF!
|  | Equipment & Installation Costs Year 2 | 0 | -1480818.3367 | -1366685.3943 | -1249873.8363 | -1145657.0871 | -1049880.635 | -958792.5135 | -867279.3921 | -780774.5912 | -703444.8023 | -631123.3341 | 0 | 0 | 0 | 0 | 0 | 0 | 0 | 0 | 0 | 0 | 0 | 0 | #REF! | #REF! | #REF! | #REF! | #REF! | #REF! | #REF! | #REF! | #REF! | #REF!
|  | Equipment & Installation Costs Year 3 | 0 | 0 | -1480818.3367 | -1366685.3943 | -1249873.8363 | -1145657.0871 | -1049880.635 | -958792.5135 | -867279.3921 | -780774.5912 | -703444.8023 | -631123.3341 | 0 | 0 | 0 | 0 | 0 | 0 | 0 | 0 | 0 | 0 | 0 | #REF! | #REF! | #REF! | #REF! | #REF! | #REF! | #REF! | #REF! | #REF! | #REF!
|  | Total Equipment & Installation Costs* | -1480818.3367 | -2847503.731 | -4097377.5673 | -3762216.3177 | -3445411.5584 | -3154330.2357 | -2875952.5406 | -2606846.4968 | -2351498.7856 | -2115342.7277 | -1334568.1365 | -631123.3341 | 0 | 0 | 0 | 0 | 0 | 0 | 0 | 0 | 0 | 0 | 0 | #REF! | #REF! | #REF! | #REF! | #REF! | #REF! | #REF! | #REF! | #REF! | #REF!
|  | Software fees Year 1 | -10200 | -10200 | -10200 | -10200 | -10200 | -10200 | -10200 | -10200 | -10200 | -10200 | -9180 | -8670 | -8160 | -7650 | -7140 | 0 | 0 | 0 | 0 | 0 | 0 | 0 | 0 | #REF! | #REF! | #REF! | #REF! | #REF! | #REF! | #REF! | #REF! | #REF! | #REF!
|  | Software fees Year 2 | 0 | -10200 | -10200 | -10200 | -10200 | -10200 | -10200 | -10200 | -10200 | -10200 | -10200 | -9180 | -8670 | -8160 | -7650 | -7140 | 0 | 0 | 0 | 0 | 0 | 0 | 0 | #REF! | #REF! | #REF! | #REF! | #REF! | #REF! | #REF! | #REF! | #REF! | #REF!
|  | Software fees Year 3 | 0 | 0 | -10200 | -10200 | -10200 | -10200 | -10200 | -10200 | -10200 | -10200 | -10200 | -10200 | -9180 | -8670 | -8160 | -7650 | -7140 | 0 | 0 | 0 | 0 | 0 | 0 | #REF! | #REF! | #REF! | #REF! | #REF! | #REF! | #REF! | #REF! | #REF! | #REF!
|  | Software Fees | -10200 | -20400 | -30600 | -30600 | -30600 | -30600 | -30600 | -30600 | -30600 | -30600 | -29580 | -28050 | -26010 | -24480 | -22950 | -14790 | -7140 | 0 | 0 | 0 | 0 | 0 | 0 | #REF! | #REF! | #REF! | #REF! | #REF! | #REF! | #REF! | #REF! | #REF! | #REF!
|  | RTE Credit Year 1 | -26681.4778 | -27215.1074 | -27224.5762 | -27769.0677 | -28324.449 | -28890.938 | -28895.4565 | -29473.3657 | -29472.2191 | -30061.6634 | -29765.5203 | -30066.0653 | -30366.726 | -29434.2349 | 0 | 0 | 0 | 0 | 0 | 0 | 0 | 0 | 0 | 0 | 0 | 0 | 0 | 0 | 0 | 0 | 0 | 0 | 0
|  | RTE Credit Year 2 | 0 | -27215.1074 | -27759.4095 | -27769.0677 | -28324.449 | -28890.938 | -29468.7568 | -29473.3657 | -30062.833 | -30061.6634 | -30662.8967 | -30360.8307 | -30667.3866 | -30974.0605 | -30022.9196 | 0 | 0 | 0 | 0 | 0 | 0 | 0 | 0 | 0 | 0 | 0 | 0 | 0 | 0 | 0 | 0 | 0 | 0
|  | RTE Credit Year 3 | 0 | 0 | -27759.4095 | -28314.5977 | -28324.449 | -28890.938 | -29468.7568 | -30058.1319 | -30062.833 | -30664.0896 | -30662.8967 | -31276.1546 | -30968.0473 | -31280.7344 | -31593.5417 | -30623.378 | 0 | 0 | 0 | 0 | 0 | 0 | 0 | 0 | 0 | 0 | 0 | 0 | 0 | 0 | 0 | 0 | 0
|  | RTE Credit | -26681.4778 | -54430.2148 | -82743.3952 | -83852.7331 | -84973.3471 | -86672.814 | -87832.9701 | -89004.8632 | -89597.885 | -90787.4165 | -91091.3137 | -91703.0506 | -92002.1599 | -91689.0297 | -61616.4613 | -30623.378 | 0 | 0 | 0 | 0 | 0 | 0 | 0 | 0 | 0 | 0 | 0 | 0 | 0 | 0 | 0 | 0 | 0
|  | Total Costs | -1517699.8145 | -2922333.9457 | -4210720.9625 | -3876669.0508 | -3560984.9055 | -3271603.0497 | -2994385.5107 | -2726451.36 | -2471696.6706 | -2236730.1442 | -1455239.4502 | -750876.3848 | -118012.1599 | -116169.0297 | -84566.4613 | -45413.378 | -7140 | 0 | 0 | 0 | 0 | 0 | 0 | #REF! | #REF! | #REF! | #REF! | #REF! | #REF! | #REF! | #REF! | #REF! | #REF!
|  | Revenues | 0 | 0 | 0 | 0 | 0 | 0 | 0 | 0 | 0 | 0 | 0 | 0 | 0 | 0 | 0 | 0 | 0 | 0 | 0 | 0 | 0 | 0 | 0 | 0 | 0 | 0 | 0 | 0 | 0 | 0 | 0 | 0 | 0
|  | Battery Value Year 1 | 914070.5728 | 975778.1491 | 978930.3137 | 981335.2507 | 937150.7931 | 887399.5349 | 1231147.8196 | 1169504.0274 | 767107.0044 | 762374.7795 | 736715.5997 | 723792.4227 | 724045.4771 | 714162.4298 | 131531.7181 | 2261.3074 | 2281.7321 | 2327.3668 | 2348.1107 | 2395.0729 | 0 | 0 | 0 | #REF! | #REF! | #REF! | #REF! | #REF! | #REF! | #REF! | #REF! | #REF! | #REF!
|  | Battery Value Year 2 | 0 | 864278.0451 | 989715.0869 | 982800.4149 | 936820.5842 | 887259.2444 | 854360.968 | 1200632.5466 | 1156603.4727 | 763375.3873 | 749112.11 | 731935.078 | 731013.1706 | 739935.5026 | 710844.906 | 127447.4681 | 2261.3074 | 2281.7321 | 2327.3668 | 2348.1107 | 2395.0729 | 0 | 0 | #REF! | #REF! | #REF! | #REF! | #REF! | #REF! | #REF! | #REF! | #REF! | #REF!
|  | Battery Value Year 3 | 0 | 0 | 860594.4829 | 993508.7994 | 938353.7484 | 886929.0355 | 854220.6775 | 823714.3433 | 1183233.5055 | 1152846.0768 | 750167.9679 | 744224.4373 | 739311.9509 | 747204.2235 | 736155.4935 | 691320.1267 | 123477.9681 | 2261.3074 | 2281.7321 | 2327.3668 | 2348.1107 | 2395.0729 | 0 | #REF! | #REF! | #REF! | #REF! | #REF! | #REF! | #REF! | #REF! | #REF! | #REF!
|  | Total Battery Value | 914070.5728 | 1840056.1943 | 2829239.8834 | 2957644.465 | 2812325.1257 | 2661587.8148 | 2939729.465 | 3193850.9174 | 3106943.9826 | 2678596.2436 | 2235995.6776 | 2199951.9379 | 2194370.5987 | 2201302.1558 | 1578532.1175 | 821028.9022 | 128021.0076 | 6870.4063 | 6957.2096 | 7070.5504 | 4743.1836 | 2395.0729 | 0 | #REF! | #REF! | #REF! | #REF! | #REF! | #REF! | #REF! | #REF! | #REF! | #REF!
|  | Tier 3 Value | 206125 | 206125 | 206125 | 0 | 0 | 0 | 0 | 0 | 0 | 0 | 0 | 0 | 0 | 0 | 0 | 0 | 0 | 0 | 0 | 0 | 0 | 0 | 0 | 0 | 0 | 0 | 0 | 0 | 0 | 0 | 0 | 0 | 0
|  | End of life removal | 0 | 0 | 0 | 0 | 0 | 0 | 0 | 0 | 0 | 0 | -850 | -1700 | -2550 | -4250 | -83300 | -82450 | -79900 | 0 | 0 | 0 | 0 | 0 | 0 | 0 | 0 | 0 | 0 | 0 | 0 | 0 | 0 | 0 | 0
|  | Capitalized A&G | 607376 | 607376 | 607376 | 0 | 0 | 0 | 0 | 0 | 0 | 0 | 0 | 0 | 0 | 0 | 0 | 0 | 0 | 0 | 0 | 0 | 0 | 0 | 0 | #REF! | #REF! | #REF! | #REF! | #REF! | #REF! | #REF! | #REF! | #REF! | #REF!
|  | Customer/ZOI Battery Payment (monthly year 1) | 0 | 0 | 0 | 0 | 0 | 0 | 0 | 0 | 0 | 0 | 0 | 0 | 0 | 0 | 0 | 0 | 0 | 0 | 0 | 0 | 0 | 0 | 0 | 0 | 0 | 0 | 0 | 0 | 0 | 0 | 0 | 0 | 0
|  | Customer/ZOI Battery Payment (monthly year 2) | 0 | 0 | 0 | 0 | 0 | 0 | 0 | 0 | 0 | 0 | 0 | 0 | 0 | 0 | 0 | 0 | 0 | 0 | 0 | 0 | 0 | 0 | 0 | 0 | 0 | 0 | 0 | 0 | 0 | 0 | 0 | 0 | 0
|  | Customer/ZOI Battery Payment (monthly year 3) | 0 | 0 | 0 | 0 | 0 | 0 | 0 | 0 | 0 | 0 | 0 | 0 | 0 | 0 | 0 | 0 | 0 | 0 | 0 | 0 | 0 | 0 | 0 | 0 | 0 | 0 | 0 | 0 | 0 | 0 | 0 | 0 | 0
|  | Customer/ZOI Battery Payment (monthly) | 0 | 0 | 0 | 0 | 0 | 0 | 0 | 0 | 0 | 0 | 0 | 0 | 0 | 0 | 0 | 0 | 0 | 0 | 0 | 0 | 0 | 0 | 0 | 0 | 0 | 0 | 0 | 0 | 0 | 0 | 0 | 0 | 0
|  | Total Revenue | 1727571.5728 | 2653557.1943 | 3642740.8834 | 2957644.465 | 2812325.1257 | 2661587.8148 | 2939729.465 | 3193850.9174 | 3106943.9826 | 2678596.2436 | 2235145.6776 | 2198251.9379 | 2191820.5987 | 2197052.1558 | 1495232.1175 | 738578.9022 | 48121.0076 | 6870.4063 | 6957.2096 | 7070.5504 | 4743.1836 | 2395.0729 | 0 | #REF! | #REF! | #REF! | #REF! | #REF! | #REF! | #REF! | #REF! | #REF! | #REF! |  | Assumptions Set A - Updated Model |  |  |  |  | Assumptions Set B - Updated Model
|  | Net Present Value | 209871.7583 | -268776.7515 | -567980.0791 | -919024.5858 | -748659.7798 | -610015.2349 | -54656.0456 | 467399.5574 | 635247.312 | 441866.0994 | 779906.2275 | 1447375.5532 | 2073808.4388 | 2080883.1261 | 1410665.6563 | 693165.5242 | 40981.0076 | 6870.4063 | 6957.2096 | 7070.5504 | 4743.1836 | 2395.0729 | 0 | #REF! | #REF! | #REF! | #REF! | #REF! | #REF! | #REF! | #REF! | #REF! | #REF! | 2337109.9639 | Year | 1 | 2 | 3 |  | Year | 1 | 2 | 3
[6 empty] | 0 | 0 | 0 | 0 | 0 | 0 | 0 | 0 | 0 | 0 | 0 | 0 | 0 | 0 | 0 | 0 | 0 | 0 | 0 | 0 | 0 | 0 | 0 | 0 | 0 | 0 | 0 | 0 | 0 | 0 |  | Monthly Customers | 425 |  |  |  | Monthly Customers | 425
|  | *Includes 6.16% A&G allocation for total equipment costs. | [34 empty] | Monthly Customers |  | 425 |  |  | Monthly Customers |  | 425
[37 empty] | Monthly Customers |  |  | 425 |  | Monthly Customers |  |  | 425
[37 empty] | Costs |  |  |  | Lifetime NPV | Costs |  |  |  | Lifetime NPV
[37 empty] | Equipment & Installation Costs Year 1 | -1480818.3367 | -1366685.3943 | -1249873.8363 |  | Equipment & Installation Costs Year 1 | -1505786.0157 | -1390112.6829 | -1271289.9635
[37 empty] | Equipment & Installation Costs Year 2 | 0 | -1480818.3367 | -1366685.3943 |  | Equipment & Installation Costs Year 2 | 0 | -1505786.0157 | -1390112.6829
[37 empty] | Equipment & Installation Costs Year 3 | 0 | 0 | -1480818.3367 |  | Equipment & Installation Costs Year 3 | 0 | 0 | -1505786.0157
[37 empty] | Total Equipment & Installation Costs* | -1480818.3367 | -2847503.731 | -4097377.5673 |  | Total Equipment & Installation Costs* | -1505786.0157 | -2895898.6986 | -4167188.6621
[37 empty] | Software fees Year 1 | -10200 | -10200 | -10200 |  | Software fees Year 1 | -10200 | -10200 | -10200
[37 empty] | Software fees Year 2 | 0 | -10200 | -10200 |  | Software fees Year 2 | 0 | -10200 | -10200
[37 empty] | Software fees Year 3 | 0 | 0 | -10200 |  | Software fees Year 3 | 0 | 0 | -10200
[37 empty] | Software Fees | -10200 | -20400 | -30600 |  | Software Fees | -10200 | -20400 | -30600
[37 empty] | RTE Credit Year 1 | -26681.4778 | -27215.1074 | -27224.5762 |  | RTE Credit Year 1 | -26681.4778 | -27215.1074 | -27224.5762
[37 empty] | RTE Credit Year 2 | 0 | -27215.1074 | -27759.4095 |  | RTE Credit Year 2 | 0 | -27215.1074 | -27759.4095
[37 empty] | RTE Credit Year 3 | 0 | 0 | -27759.4095 |  | RTE Credit Year 3 | 0 | 0 | -27759.4095
[37 empty] | RTE Credit | -26681.4778 | -54430.2148 | -82743.3952 |  | RTE Credit | -26681.4778 | -54430.2148 | -82743.3952
[37 empty] | Total Costs | -1517699.8145 | -2922333.9457 | -4210720.9625 |  | Total Costs | -1542667.4935 | -2970728.9134 | -4280532.0573
[37 empty] | Revenues | 0 | 0 | 0 |  | Revenues | 0 | 0 | 0
[37 empty] | Battery Value Year 1 | 914070.5728 | 975778.1491 | 978930.3137 |  | Battery Value Year 1 | 854003.406 | 911942.6266 | 913142.2757
[37 empty] | Battery Value Year 2 | 0 | 864278.0451 | 989715.0869 |  | Battery Value Year 2 | 0 | 805313.0226 | 923313.3593
[37 empty] | Battery Value Year 3 | 0 | 0 | 860594.4829 |  | Battery Value Year 3 | 0 | 0 | 800419.0053
[37 empty] | Total Battery Value | 914070.5728 | 1840056.1943 | 2829239.8834 |  | Total Battery Value | 854003.406 | 1717255.6492 | 2636874.6403
[37 empty] | Tier 3 Value | 206125 | 206125 | 206125 |  | Tier 3 Value | 206125 | 206125 | 206125
[37 empty] | End of life removal | 0 | 0 | 0 |  | End of life removal | 0 | 0 | 0
[37 empty] | Capitalized A&G | 607376 | 607376 | 607376 |  | Capitalized A&G | 617848 | 617848 | 617848
[37 empty] | Customer/ZOI Battery Payment (monthly year 1) | 0 | 0 | 0 |  | Customer/ZOI Battery Payment (monthly year 1) | 0 | 0 | 0
[37 empty] | Customer/ZOI Battery Payment (monthly year 2) | 0 | 0 | 0 |  | Customer/ZOI Battery Payment (monthly year 2) | 0 | 0 | 0
[37 empty] | Customer/ZOI Battery Payment (monthly year 3) | 0 | 0 | 0 |  | Customer/ZOI Battery Payment (monthly year 3) | 0 | 0 | 0
[37 empty] | Customer/ZOI Battery Payment (monthly) | 0 | 0 | 0 |  | Customer/ZOI Battery Payment (monthly) | 0 | 0 | 0
[37 empty] | Total Revenue | 1727571.5728 | 2653557.1943 | 3642740.8834 |  | Total Revenue | 1677976.406 | 2541228.6492 | 3460847.6403
[37 empty] | Net Present Value | 209871.7583 | -268776.7515 | -567980.0791 | 2337109.9639 | Net Present Value | 135308.9125 | -429500.2642 | -819684.417 | -330299.429
[37 empty] | *Includes 6.16% A&G allocation for total equipment costs. |  |  |  |  | *Includes 6.16% A&G allocation for total equipment costs.

## Monthly Value (1)
Green Mountain Power
kW per system | 11.5
Year |  | 2026 | 2026 | 2026 | 2026 | 2026 | 2026 | 2026 | 2026 | 2026 | 2026 | 2026 | 2026 | 2027 | 2027 | 2027 | 2027 | 2027 | 2027 | 2027 | 2027 | 2027 | 2027 | 2027 | 2027 | 2028 | 2028 | 2028 | 2028 | 2028 | 2028 | 2028 | 2028 | 2028 | 2028 | 2028 | 2028 | 2029 | 2029 | 2029 | 2029 | 2029 | 2029 | 2029 | 2029 | 2029 | 2029 | 2029 | 2029 | 2030 | 2030 | 2030 | 2030 | 2030 | 2030 | 2030 | 2030 | 2030 | 2030 | 2030 | 2030 | 2031 | 2031 | 2031 | 2031 | 2031 | 2031 | 2031 | 2031 | 2031 | 2031 | 2031 | 2031 | 2032 | 2032 | 2032 | 2032 | 2032 | 2032 | 2032 | 2032 | 2032 | 2032 | 2032 | 2032 | 2033 | 2033 | 2033 | 2033 | 2033 | 2033 | 2033 | 2033 | 2033 | 2033 | 2033 | 2033 | 2034 | 2034 | 2034 | 2034 | 2034 | 2034 | 2034 | 2034 | 2034 | 2034 | 2034 | 2034 | 2035 | 2035 | 2035 | 2035 | 2035 | 2035 | 2035 | 2035 | 2035 | 2035 | 2035 | 2035 | 2036 | 2036 | 2036 | 2036 | 2036 | 2036 | 2036 | 2036 | 2036 | 2036 | 2036 | 2036 | 2037 | 2037 | 2037 | 2037 | 2037 | 2037 | 2037 | 2037 | 2037 | 2037 | 2037 | 2037 | 2038 | 2038 | 2038 | 2038 | 2038 | 2038 | 2038 | 2038 | 2038 | 2038 | 2038 | 2038 | 2039 | 2039 | 2039 | 2039 | 2039 | 2039 | 2039 | 2039 | 2039 | 2039 | 2039 | 2039 | 2040 | 2040 | 2040 | 2040 | 2040 | 2040 | 2040 | 2040 | 2040 | 2040 | 2040 | 2040 | 2041 | 2041 | 2041 | 2041 | 2041 | 2041 | 2041 | 2041 | 2041 | 2041 | 2041 | 2041 | 2042 | 2042 | 2042 | 2042 | 2042 | 2042 | 2042 | 2042 | 2042 | 2042 | 2042 | 2042 | 2043 | 2043 | 2043 | 2043 | 2043 | 2043 | 2043 | 2043 | 2043 | 2043 | 2043 | 2043 | 2044 | 2044 | 2044 | 2044 | 2044 | 2044 | 2044 | 2044 | 2044 | 2044 | 2044 | 2044 | 2045 | 2045 | 2045 | 2045 | 2045 | 2045 | 2045 | 2045 | 2045 | 2045 | 2045 | 2045 | 2046 | 2046 | 2046 | 2046 | 2046 | 2046 | 2046 | 2046 | 2046 | 2046 | 2046 | 2046 | 2047 | 2047 | 2047 | 2047 | 2047 | 2047 | 2047 | 2047 | 2047 | 2047 | 2047 | 2047 | 2048 | 2048 | 2048 | 2048 | 2048 | 2048 | 2048 | 2048 | 2048 | 2048 | 2048 | 2048 | 2049 | 2049 | 2049 | 2049 | 2049 | 2049 | 2049 | 2049 | 2049 | 2049 | 2049 | 2049 | 2050 | 2050 | 2050 | 2050 | 2050 | 2050 | 2050 | 2050 | 2050 | 2050 | 2050 | 2050 | 2051 | 2051 | 2051 | 2051 | 2051 | 2051 | 2051 | 2051 | 2051 | 2051 | 2051 | 2051 | 2052 | 2052 | 2052 | 2052 | 2052 | 2052 | 2052 | 2052 | 2052 | 2052 | 2052 | 2052 | 2053 | 2053 | 2053 | 2053 | 2053 | 2053 | 2053 | 2053 | 2053 | 2053 | 2053 | 2053 | 2054 | 2054 | 2054 | 2054 | 2054 | 2054 | 2054 | 2054 | 2054 | 2054 | 2054 | 2054 | 2055 | 2055 | 2055 | 2055 | 2055 | 2055 | 2055 | 2055 | 2055 | 2055 | 2055 | 2055 | 2056 | 2056 | 2056 | 2056 | 2056 | 2056 | 2056 | 2056 | 2056 | 2056 | 2056 | 2056 | 2057 | 2057 | 2057 | 2057 | 2057 | 2057 | 2057 | 2057
Project Year |  | 1 | 1 | 1 | 1 | 1 | 1 | 1 | 1 | 1 | 1 | 1 | 1 | 2 | 2 | 2 | 2 | 2 | 2 | 2 | 2 | 2 | 2 | 2 | 2 | 3 | 3 | 3 | 3 | 3 | 3 | 3 | 3 | 3 | 3 | 3 | 3 | 4 | 4 | 4 | 4 | 4 | 4 | 4 | 4 | 4 | 4 | 4 | 4 | 5 | 5 | 5 | 5 | 5 | 5 | 5 | 5 | 5 | 5 | 5 | 5 | 6 | 6 | 6 | 6 | 6 | 6 | 6 | 6 | 6 | 6 | 6 | 6 | 7 | 7 | 7 | 7 | 7 | 7 | 7 | 7 | 7 | 7 | 7 | 7 | 8 | 8 | 8 | 8 | 8 | 8 | 8 | 8 | 8 | 8 | 8 | 8 | 9 | 9 | 9 | 9 | 9 | 9 | 9 | 9 | 9 | 9 | 9 | 9 | 10 | 10 | 10 | 10 | 10 | 10 | 10 | 10 | 10 | 10 | 10 | 10 | 11 | 11 | 11 | 11 | 11 | 11 | 11 | 11 | 11 | 11 | 11 | 11 | 12 | 12 | 12 | 12 | 12 | 12 | 12 | 12 | 12 | 12 | 12 | 12 | 13 | 13 | 13 | 13 | 13 | 13 | 13 | 13 | 13 | 13 | 13 | 13 | 14 | 14 | 14 | 14 | 14 | 14 | 14 | 14 | 14 | 14 | 14 | 14 | 15 | 15 | 15 | 15 | 15 | 15 | 15 | 15 | 15 | 15 | 15 | 15 | 16 | 16 | 16 | 16 | 16 | 16 | 16 | 16 | 16 | 16 | 16 | 16 | 17 | 17 | 17 | 17 | 17 | 17 | 17 | 17 | 17 | 17 | 17 | 17 | 18 | 18 | 18 | 18 | 18 | 18 | 18 | 18 | 18 | 18 | 18 | 18 | 19 | 19 | 19 | 19 | 19 | 19 | 19 | 19 | 19 | 19 | 19 | 19 | 20 | 20 | 20 | 20 | 20 | 20 | 20 | 20 | 20 | 20 | 20 | 20 | 21 | 21 | 21 | 21 | 21 | 21 | 21 | 21 | 21 | 21 | 21 | 21 | 22 | 22 | 22 | 22 | 22 | 22 | 22 | 22 | 22 | 22 | 22 | 22 | 23 | 23 | 23 | 23 | 23 | 23 | 23 | 23 | 23 | 23 | 23 | 23 | 24 | 24 | 24 | 24 | 24 | 24 | 24 | 24 | 24 | 24 | 24 | 24 | 25 | 25 | 25 | 25 | 25 | 25 | 25 | 25 | 25 | 25 | 25 | 25 | 26 | 26 | 26 | 26 | 26 | 26 | 26 | 26 | 26 | 26 | 26 | 26 | 27 | 27 | 27 | 27 | 27 | 27 | 27 | 27 | 27 | 27 | 27 | 27 | 28 | 28 | 28 | 28 | 28 | 28 | 28 | 28 | 28 | 28 | 28 | 28 | 29 | 29 | 29 | 29 | 29 | 29 | 29 | 29 | 29 | 29 | 29 | 29 | 30 | 30 | 30 | 30 | 30 | 30 | 30 | 30 | 30 | 30 | 30 | 30 | 31 | 31 | 31 | 31 | 31 | 31 | 31 | 31 | 31 | 31 | 31 | 31 | 32 | 32 | 32 | 32 | 32 | 32 | 32 | 32
Month |  | 1 | 2 | 3 | 4 | 5 | 6 | 7 | 8 | 9 | 10 | 11 | 12 | 1 | 2 | 3 | 4 | 5 | 6 | 7 | 8 | 9 | 10 | 11 | 12 | 1 | 2 | 3 | 4 | 5 | 6 | 7 | 8 | 9 | 10 | 11 | 12 | 1 | 2 | 3 | 4 | 5 | 6 | 7 | 8 | 9 | 10 | 11 | 12 | 1 | 2 | 3 | 4 | 5 | 6 | 7 | 8 | 9 | 10 | 11 | 12 | 1 | 2 | 3 | 4 | 5 | 6 | 7 | 8 | 9 | 10 | 11 | 12 | 1 | 2 | 3 | 4 | 5 | 6 | 7 | 8 | 9 | 10 | 11 | 12 | 1 | 2 | 3 | 4 | 5 | 6 | 7 | 8 | 9 | 10 | 11 | 12 | 1 | 2 | 3 | 4 | 5 | 6 | 7 | 8 | 9 | 10 | 11 | 12 | 1 | 2 | 3 | 4 | 5 | 6 | 7 | 8 | 9 | 10 | 11 | 12 | 1 | 2 | 3 | 4 | 5 | 6 | 7 | 8 | 9 | 10 | 11 | 12 | 1 | 2 | 3 | 4 | 5 | 6 | 7 | 8 | 9 | 10 | 11 | 12 | 1 | 2 | 3 | 4 | 5 | 6 | 7 | 8 | 9 | 10 | 11 | 12 | 1 | 2 | 3 | 4 | 5 | 6 | 7 | 8 | 9 | 10 | 11 | 12 | 1 | 2 | 3 | 4 | 5 | 6 | 7 | 8 | 9 | 10 | 11 | 12 | 1 | 2 | 3 | 4 | 5 | 6 | 7 | 8 | 9 | 10 | 11 | 12 | 1 | 2 | 3 | 4 | 5 | 6 | 7 | 8 | 9 | 10 | 11 | 12 | 1 | 2 | 3 | 4 | 5 | 6 | 7 | 8 | 9 | 10 | 11 | 12 | 1 | 2 | 3 | 4 | 5 | 6 | 7 | 8 | 9 | 10 | 11 | 12 | 1 | 2 | 3 | 4 | 5 | 6 | 7 | 8 | 9 | 10 | 11 | 12 | 1 | 2 | 3 | 4 | 5 | 6 | 7 | 8 | 9 | 10 | 11 | 12 | 1 | 2 | 3 | 4 | 5 | 6 | 7 | 8 | 9 | 10 | 11 | 12 | 1 | 2 | 3 | 4 | 5 | 6 | 7 | 8 | 9 | 10 | 11 | 12 | 1 | 2 | 3 | 4 | 5 | 6 | 7 | 8 | 9 | 10 | 11 | 12 | 1 | 2 | 3 | 4 | 5 | 6 | 7 | 8 | 9 | 10 | 11 | 12 | 1 | 2 | 3 | 4 | 5 | 6 | 7 | 8 | 9 | 10 | 11 | 12 | 1 | 2 | 3 | 4 | 5 | 6 | 7 | 8 | 9 | 10 | 11 | 12 | 1 | 2 | 3 | 4 | 5 | 6 | 7 | 8 | 9 | 10 | 11 | 12 | 1 | 2 | 3 | 4 | 5 | 6 | 7 | 8 | 9 | 10 | 11 | 12 | 1 | 2 | 3 | 4 | 5 | 6 | 7 | 8 | 9 | 10 | 11 | 12 | 1 | 2 | 3 | 4 | 5 | 6 | 7 | 8 | 9 | 10 | 11 | 12 | 1 | 2 | 3 | 4 | 5 | 6 | 7 | 8 | Peak
Frequency Flag |  | 1 | 1 | 1 | 1 | 1 | 1 | 1 | 1 | 1 | 1 | 1 | 1 | 1 | 1 | 1 | 1 | 1 | 1 | 1 | 1 | 1 | 1 | 1 | 1 | 1 | 1 | 1 | 1 | 1 | 1 | 1 | 1 | 1 | 1 | 1 | 1 | 1 | 1 | 1 | 1 | 1 | 1 | 1 | 1 | 1 | 1 | 1 | 1 | 1 | 1 | 1 | 1 | 1 | 1 | 1 | 1 | 1 | 1 | 1 | 1 | 1 | 1 | 1 | 1 | 1 | 1 | 1 | 1 | 1 | 1 | 1 | 1 | 1 | 1 | 1 | 1 | 1 | 1 | 1 | 1 | 1 | 1 | 1 | 1 | 0 | 0 | 0 | 0 | 0 | 0 | 0 | 0 | 0 | 0 | 0 | 0 | 0 | 0 | 0 | 0 | 0 | 0 | 0 | 0 | 0 | 0 | 0 | 0 | 0 | 0 | 0 | 0 | 0 | 0 | 0 | 0 | 0 | 0 | 0 | 0 | 0 | 0 | 0 | 0 | 0 | 0 | 0 | 0 | 0 | 0 | 0 | 0 | 0 | 0 | 0 | 0 | 0 | 0 | 0 | 0 | 0 | 0 | 0 | 0 | 0 | 0 | 0 | 0 | 0 | 0 | 0 | 0 | 0 | 0 | 0 | 0 | 0 | 0 | 0 | 0 | 0 | 0 | 0 | 0 | 0 | 0 | 0 | 0 | 0 | 0 | 0 | 0 | 0 | 0 | 0 | 0 | 0 | 0 | 0 | 0 | 0 | 0 | 0 | 0 | 0 | 0 | 0 | 0 | 0 | 0 | 0 | 0 | 0 | 0 | 0 | 0 | 0 | 0 | 0 | 0 | 0 | 0 | 0 | 0 | 0 | 0 | 0 | 0 | 0 | 0 | 0 | 0 | 0 | 0 | 0 | 0 | 0 | 0 | 0 | 0 | 0 | 0 | 0 | 0 | 0 | 0 | 0 | 0 | 0 | 0 | 0 | 0 | 0 | 0 | 0 | 0 | 0 | 0 | 0 | 0 | 0 | 0 | 0 | 0 | 0 | 0 | 0 | 0 | 0 | 0 | 0 | 0 | 0 | 0 | 0 | 0 | 0 | 0 | 0 | 0 | 0 | 0 | 0 | 0 | 0 | 0 | 0 | 0 | 0 | 0 | 0 | 0 | 0 | 0 | 0 | 0 | 0 | 0 | 0 | 0 | 0 | 0 | 0 | 0 | 0 | 0 | 0 | 0 | 0 | 0 | 0 | 0 | 0 | 0 | 0 | 0 | 0 | 0 | 0 | 0 | 0 | 0 | 0 | 0 | 0 | 0 | 0 | 0 | 0 | 0 | 0 | 0 | 0 | 0 | 0 | 0 | 0 | 0 | 0 | 0 | 0 | 0 | 0 | 0 | 0 | 0 | 0 | 0 | 0 | 0 | 0 | 0 | 0 | 0 | 0 | 0 | 0 | 0 | 0 | 0 | 0 | 0 | 0 | 0 | 0 | 0 | 0 | 0 | 0 | 0 | 0 | 0 | 0 | 0 | 0 | 0 | 0 | 0 | 0 | 0 | 0 | 0 | 0 | 0 | 0 | 0 | 0 | 0 | 0 | 0 | 0 | 0 | 0 | 0 | 0 | 0 | 0 | 0 | 0 | 0
T&D Flag |  | 0 | 0 | 0 | 0 | 0 | 0 | 0 | 0 | 0 | 0 | 0 | 0 | 0 | 0 | 0 | 0 | 0 | 0 | 0 | 0 | 0 | 0 | 0 | 0 | 0 | 0 | 0 | 0 | 0 | 0 | 0 | 0 | 0 | 0 | 0 | 0 | 0 | 0 | 0 | 0 | 0 | 0 | 0 | 0 | 0 | 0 | 0 | 0 | 0 | 0 | 0 | 0 | 0 | 0 | 0 | 0 | 0 | 0 | 0 | 0 | 0 | 0 | 0 | 0 | 0 | 0 | 0 | 0 | 0 | 0 | 0 | 0 | 1 | 1 | 1 | 1 | 1 | 1 | 1 | 1 | 1 | 1 | 1 | 1 | 1 | 1 | 1 | 1 | 1 | 1 | 1 | 1 | 1 | 1 | 1 | 1 | 0 | 0 | 0 | 0 | 0 | 0 | 0 | 0 | 0 | 0 | 0 | 0 | 0 | 0 | 0 | 0 | 0 | 0 | 0 | 0 | 0 | 0 | 0 | 0 | 0 | 0 | 0 | 0 | 0 | 0 | 0 | 0 | 0 | 0 | 0 | 0 | 0 | 0 | 0 | 0 | 0 | 0 | 0 | 0 | 0 | 0 | 0 | 0 | 0 | 0 | 0 | 0 | 0 | 0 | 0 | 0 | 0 | 0 | 0 | 0 | 0 | 0 | 0 | 0 | 0 | 0 | 0 | 0 | 0 | 0 | 0 | 0 | 0 | 0 | 0 | 0 | 0 | 0 | 0 | 0 | 0 | 0 | 0 | 0 | 0 | 0 | 0 | 0 | 0 | 0 | 0 | 0 | 0 | 0 | 0 | 0 | 0 | 0 | 0 | 0 | 0 | 0 | 0 | 0 | 0 | 0 | 0 | 0 | 0 | 0 | 0 | 0 | 0 | 0 | 0 | 0 | 0 | 0 | 0 | 0 | 0 | 0 | 0 | 0 | 0 | 0 | 0 | 0 | 0 | 0 | 0 | 0 | 0 | 0 | 0 | 0 | 0 | 0 | 0 | 0 | 0 | 0 | 0 | 0 | 0 | 0 | 0 | 0 | 0 | 0 | 0 | 0 | 0 | 0 | 0 | 0 | 0 | 0 | 0 | 0 | 0 | 0 | 0 | 0 | 0 | 0 | 0 | 0 | 0 | 0 | 0 | 0 | 0 | 0 | 0 | 0 | 0 | 0 | 0 | 0 | 0 | 0 | 0 | 0 | 0 | 0 | 0 | 0 | 0 | 0 | 0 | 0 | 0 | 0 | 0 | 0 | 0 | 0 | 0 | 0 | 0 | 0 | 0 | 0 | 0 | 0 | 0 | 0 | 0 | 0 | 0 | 0 | 0 | 0 | 0 | 0 | 0 | 0 | 0 | 0 | 0 | 0 | 0 | 0 | 0 | 0 | 0 | 0 | 0 | 0 | 0 | 0 | 0 | 0 | 0 | 0 | 0 | 0 | 0 | 0 | 0 | 0 | 0 | 0 | 0 | 0 | 0 | 0 | 0 | 0 | 0 | 0 | 0 | 0 | 0 | 0 | 0 | 0 | 0 | 0 | 0 | 0 | 0 | 0 | 0 | 0 | 0 | 0 | 0 | 0 | 0 | 0 | 0 | 0 | 0 | 0 | 0 | 0 | 0 | 0 | 0 | 0 | 0 | 0
Nominal Site Capacity - kW (0) |  | 11.5 | 11.5 | 11.5 | 11.5 | 11.5 | 11.5 | 11.5 | 11.5 | 11.5 | 11.5 | 11.5 | 11.5 | 11.5 | 11.5 | 11.5 | 11.5 | 11.5 | 11.5 | 11.5 | 11.5 | 11.5 | 11.5 | 11.5 | 11.5 | 11.5 | 11.5 | 11.5 | 11.5 | 11.5 | 11.5 | 11.5 | 11.5 | 11.5 | 11.5 | 11.5 | 11.5 | 11.5 | 11.5 | 11.5 | 11.5 | 11.5 | 11.5 | 11.5 | 11.5 | 11.5 | 11.5 | 11.5 | 11.5 | 11.5 | 11.5 | 11.5 | 11.5 | 11.5 | 11.5 | 11.5 | 11.5 | 11.5 | 11.5 | 11.5 | 11.5 | 11.5 | 11.5 | 11.5 | 11.5 | 11.5 | 11.5 | 11.5 | 11.5 | 11.5 | 11.5 | 11.5 | 11.5 | 11.5 | 11.5 | 11.5 | 11.5 | 11.5 | 11.5 | 11.5 | 11.5 | 11.5 | 11.5 | 11.5 | 11.5 | 11.5 | 11.5 | 11.5 | 11.5 | 11.5 | 11.5 | 11.5 | 11.5 | 11.5 | 11.5 | 11.5 | 11.5 | 11.5 | 11.5 | 11.5 | 11.5 | 11.5 | 11.5 | 11.5 | 11.5 | 11.5 | 11.5 | 11.5 | 11.5 | 11.5 | 11.5 | 11.5 | 11.5 | 11.5 | 11.5 | 11.5 | 11.5 | 11.5 | 11.5 | 11.5 | 11.5 | 11.385 | 11.385 | 11.385 | 11.385 | 11.385 | 11.385 | 11.385 | 11.385 | 11.385 | 11.385 | 11.385 | 11.385 | 11.27 | 11.27 | 11.27 | 11.27 | 11.27 | 11.27 | 11.27 | 11.27 | 11.27 | 11.27 | 11.27 | 11.27 | 11.155 | 11.155 | 11.155 | 11.155 | 11.155 | 11.155 | 11.155 | 11.155 | 11.155 | 11.155 | 11.155 | 11.155 | 10.81 | 10.81 | 10.81 | 10.81 | 10.81 | 10.81 | 10.81 | 10.81 | 10.81 | 10.81 | 10.81 | 10.81 | 0 | 0 | 0 | 0 | 0 | 0 | 0 | 0 | 0 | 0 | 0 | 0 | 0 | 0 | 0 | 0 | 0 | 0 | 0 | 0 | 0 | 0 | 0 | 0 | 0 | 0 | 0 | 0 | 0 | 0 | 0 | 0 | 0 | 0 | 0 | 0 | 0 | 0 | 0 | 0 | 0 | 0 | 0 | 0 | 0 | 0 | 0 | 0 | 0 | 0 | 0 | 0 | 0 | 0 | 0 | 0 | 0 | 0 | 0 | 0 | 0 | 0 | 0 | 0 | 0 | 0 | 0 | 0 | 0 | 0 | 0 | 0 | 0 | 0 | 0 | 0 | 0 | 0 | 0 | 0 | 0 | 0 | 0 | 0 | 0 | 0 | 0 | 0 | 0 | 0 | 0 | 0 | 0 | 0 | 0 | 0 | 0 | 0 | 0 | 0 | 0 | 0 | 0 | 0 | 0 | 0 | 0 | 0 | 0 | 0 | 0 | 0 | 0 | 0 | 0 | 0 | 0 | 0 | 0 | 0 | 0 | 0 | 0 | 0 | 0 | 0 | 0 | 0 | 0 | 0 | 0 | 0 | 0 | 0 | 0 | 0 | 0 | 0 | 0 | 0 | 0 | 0 | 0 | 0 | 0 | 0 | 0 | 0 | 0 | 0 | 0 | 0 | 0 | 0 | 0 | 0 | 0 | 0 | 0 | 0 | 0 | 0 | 0 | 0 | 0 | 0 | 0 | 0 | 0 | 0 | 0 | 0 | 0 | 0 | 0 | 0 | 0 | 0 | 0 | 0 | 0 | 0 | 0 | 0 | 0 | 0 | 0 | 0 | 0 | 0 | 0 | 0 | 0 | 0 | 0 | 0 | 0 | 0 | 0 | 0 | 0 | 0 | 0 | 0 | 0 | 0 | 0 | 0 | 0 | 0 | 0 | 0
Capacity Volume (1) |  | 0 | 0 | 0 | 0 | 0 | 0 | 0 | 10.8 | 0 | 0 | 0 | 0 | 0 | 0 | 0 | 0 | 0 | 0 | 0 | 10.8 | 0 | 0 | 0 | 0 | 0 | 0 | 0 | 0 | 0 | 0 | 0 | 10.7 | 0 | 0 | 0 | 0 | 0 | 0 | 0 | 0 | 0 | 0 | 0 | 10.7 | 0 | 0 | 0 | 0 | 0 | 0 | 0 | 0 | 0 | 0 | 0 | 10.7 | 0 | 0 | 0 | 0 | 0 | 0 | 0 | 0 | 0 | 0 | 0 | 10.7 | 0 | 0 | 0 | 0 | 0 | 0 | 0 | 0 | 0 | 0 | 0 | 10.6 | 0 | 0 | 0 | 0 | 0 | 0 | 0 | 0 | 0 | 0 | 0 | 10.6 | 0 | 0 | 0 | 0 | 0 | 0 | 0 | 0 | 0 | 0 | 0 | 10.5 | 0 | 0 | 0 | 0 | 0 | 0 | 0 | 0 | 0 | 0 | 0 | 10.5 | 0 | 0 | 0 | 0 | 0 | 0 | 0 | 0 | 0 | 0 | 0 | 10.3 | 0 | 0 | 0 | 0 | 0 | 0 | 0 | 0 | 0 | 0 | 0 | 10.2 | 0 | 0 | 0 | 0 | 0 | 0 | 0 | 0 | 0 | 0 | 0 | 10.1 | 0 | 0 | 0 | 0 | 0 | 0 | 0 | 0 | 0 | 0 | 0 | 9.7 | 0 | 0 | 0 | 0 | 0 | 0 | 0 | 0 | 0 | 0 | 0 | 0 | 0 | 0 | 0 | 0 | 0 | 0 | 0 | 0 | 0 | 0 | 0 | 0 | 0 | 0 | 0 | 0 | 0 | 0 | 0 | 0 | 0 | 0 | 0 | 0 | 0 | 0 | 0 | 0 | 0 | 0 | 0 | 0 | 0 | 0 | 0 | 0 | 0 | 0 | 0 | 0 | 0 | 0 | 0 | 0 | 0 | 0 | 0 | 0 | 0 | 0 | 0 | 0 | 0 | 0 | 0 | 0 | 0 | 0 | 0 | 0 | 0 | 0 | 0 | 0 | 0 | 0 | 0 | 0 | 0 | 0 | 0 | 0 | 0 | 0 | 0 | 0 | 0 | 0 | 0 | 0 | 0 | 0 | 0 | 0 | 0 | 0 | 0 | 0 | 0 | 0 | 0 | 0 | 0 | 0 | 0 | 0 | 0 | 0 | 0 | 0 | 0 | 0 | 0 | 0 | 0 | 0 | 0 | 0 | 0 | 0 | 0 | 0 | 0 | 0 | 0 | 0 | 0 | 0 | 0 | 0 | 0 | 0 | 0 | 0 | 0 | 0 | 0 | 0 | 0 | 0 | 0 | 0 | 0 | 0 | 0 | 0 | 0 | 0 | 0 | 0 | 0 | 0 | 0 | 0 | 0 | 0 | 0 | 0 | 0 | 0 | 0 | 0 | 0 | 0 | 0 | 0 | 0 | 0 | 0 | 0 | 0 | 0 | 0 | 0 | 0 | 0 | 0 | 0 | 0 | 0 | 0 | 0 | 0 | 0 | 0 | 0 | 0 | 0 | 0 | 0 | 0 | 0 | 0 | 0 | 0 | 0 | 0 | 0 | 0 | 0 | 0 | 0 | 0 | 0 | 0 | 0 | 0 | 0 | 0 | 0 | 0 | 0 | 0 | 0
RNS Volume (1) |  | 10.8 | 10.8 | 10.8 | 10.8 | 10.8 | 10.8 | 10.8 | 10.8 | 10.8 | 10.8 | 10.8 | 10.8 | 10.8 | 10.8 | 10.8 | 10.8 | 10.8 | 10.8 | 10.8 | 10.8 | 10.8 | 10.8 | 10.8 | 10.8 | 10.7 | 10.7 | 10.7 | 10.7 | 10.7 | 10.7 | 10.7 | 10.7 | 10.7 | 10.7 | 10.7 | 10.7 | 10.7 | 10.7 | 10.7 | 10.7 | 10.7 | 10.7 | 10.7 | 10.7 | 10.7 | 10.7 | 10.7 | 10.7 | 10.7 | 10.7 | 10.7 | 10.7 | 10.7 | 10.7 | 10.7 | 10.7 | 10.7 | 10.7 | 10.7 | 10.7 | 10.7 | 10.7 | 10.7 | 10.7 | 10.7 | 10.7 | 10.7 | 10.7 | 10.7 | 10.7 | 10.7 | 10.7 | 10.6 | 10.6 | 10.6 | 10.6 | 10.6 | 10.6 | 10.6 | 10.6 | 10.6 | 10.6 | 10.6 | 10.6 | 10.6 | 10.6 | 10.6 | 10.6 | 10.6 | 10.6 | 10.6 | 10.6 | 10.6 | 10.6 | 10.6 | 10.6 | 10.5 | 10.5 | 10.5 | 10.5 | 10.5 | 10.5 | 10.5 | 10.5 | 10.5 | 10.5 | 10.5 | 10.5 | 10.5 | 10.5 | 10.5 | 10.5 | 10.5 | 10.5 | 10.5 | 10.5 | 10.5 | 10.5 | 10.5 | 10.5 | 10.3 | 10.3 | 10.3 | 10.3 | 10.3 | 10.3 | 10.3 | 10.3 | 10.3 | 10.3 | 10.3 | 10.3 | 10.2 | 10.2 | 10.2 | 10.2 | 10.2 | 10.2 | 10.2 | 10.2 | 10.2 | 10.2 | 10.2 | 10.2 | 10.1 | 10.1 | 10.1 | 10.1 | 10.1 | 10.1 | 10.1 | 10.1 | 10.1 | 10.1 | 10.1 | 10.1 | 9.7 | 9.7 | 9.7 | 9.7 | 9.7 | 9.7 | 9.7 | 9.7 | 9.7 | 9.7 | 9.7 | 9.7 | 0 | 0 | 0 | 0 | 0 | 0 | 0 | 0 | 0 | 0 | 0 | 0 | 0 | 0 | 0 | 0 | 0 | 0 | 0 | 0 | 0 | 0 | 0 | 0 | 0 | 0 | 0 | 0 | 0 | 0 | 0 | 0 | 0 | 0 | 0 | 0 | 0 | 0 | 0 | 0 | 0 | 0 | 0 | 0 | 0 | 0 | 0 | 0 | 0 | 0 | 0 | 0 | 0 | 0 | 0 | 0 | 0 | 0 | 0 | 0 | 0 | 0 | 0 | 0 | 0 | 0 | 0 | 0 | 0 | 0 | 0 | 0 | 0 | 0 | 0 | 0 | 0 | 0 | 0 | 0 | 0 | 0 | 0 | 0 | 0 | 0 | 0 | 0 | 0 | 0 | 0 | 0 | 0 | 0 | 0 | 0 | 0 | 0 | 0 | 0 | 0 | 0 | 0 | 0 | 0 | 0 | 0 | 0 | 0 | 0 | 0 | 0 | 0 | 0 | 0 | 0 | 0 | 0 | 0 | 0 | 0 | 0 | 0 | 0 | 0 | 0 | 0 | 0 | 0 | 0 | 0 | 0 | 0 | 0 | 0 | 0 | 0 | 0 | 0 | 0 | 0 | 0 | 0 | 0 | 0 | 0 | 0 | 0 | 0 | 0 | 0 | 0 | 0 | 0 | 0 | 0 | 0 | 0 | 0 | 0 | 0 | 0 | 0 | 0 | 0 | 0 | 0 | 0 | 0 | 0 | 0 | 0 | 0 | 0 | 0 | 0 | 0 | 0 | 0 | 0 | 0 | 0 | 0 | 0 | 0 | 0 | 0 | 0 | 0 | 0 | 0 | 0 | 0 | 0 | 0 | 0 | 0 | 0 | 0 | 0 | 0 | 0 | 0 | 0 | 0 | 0 | 0 | 0 | 0 | 0 | 0 | 0
Reserve Margin |  | 35% | 35% | 35% | 35% | 35% | 35% | 35% | 35% | 35% | 35% | 35% | 35% | 35% | 35% | 35% | 35% | 35% | 35% | 35% | 35% | 35% | 35% | 35% | 35% | 35% | 35% | 35% | 35% | 35% | 35% | 35% | 35% | 35% | 35% | 35% | 35% | 35% | 35% | 35% | 35% | 35% | 35% | 35% | 35% | 35% | 35% | 35% | 35% | 35% | 35% | 35% | 35% | 35% | 35% | 35% | 35% | 35% | 35% | 35% | 35% | 35% | 35% | 35% | 35% | 35% | 35% | 35% | 35% | 35% | 35% | 35% | 35% | 35% | 35% | 35% | 35% | 35% | 35% | 35% | 35% | 35% | 35% | 35% | 35% | 35% | 35% | 35% | 35% | 35% | 35% | 35% | 35% | 35% | 35% | 35% | 35% | 35% | 35% | 35% | 35% | 35% | 35% | 35% | 35% | 35% | 35% | 35% | 35% | 35% | 35% | 35% | 35% | 35% | 35% | 35% | 35% | 35% | 35% | 35% | 35% | 35% | 35% | 35% | 35% | 35% | 35% | 35% | 35% | 35% | 35% | 35% | 35% | 35% | 35% | 35% | 35% | 35% | 35% | 35% | 35% | 35% | 35% | 35% | 35% | 35% | 35% | 35% | 35% | 35% | 35% | 35% | 35% | 35% | 35% | 35% | 35% | 35% | 35% | 35% | 35% | 35% | 35% | 35% | 35% | 35% | 35% | 35% | 35% | 35% | 35% | 35% | 35% | 35% | 35% | 35% | 35% | 35% | 35% | 35% | 35% | 35% | 35% | 35% | 35% | 35% | 35% | 35% | 35% | 35% | 35% | 35% | 35% | 35% | 35% | 35% | 35% | 35% | 35% | 35% | 35% | 35% | 35% | 35% | 35% | 35% | 35% | 35% | 35% | 35% | 35% | 35% | 35% | 35% | 35% | 35% | 35% | 35% | 35% | 35% | 35% | 35% | 35% | 35% | 35% | 35% | 35% | 35% | 35% | 35% | 35% | 35% | 35% | 35% | 35% | 35% | 35% | 35% | 35% | 35% | 35% | 35% | 35% | 35% | 35% | 35% | 35% | 35% | 35% | 35% | 35% | 35% | 35% | 35% | 35% | 35% | 35% | 35% | 35% | 35% | 35% | 35% | 35% | 35% | 35% | 35% | 35% | 35% | 35% | 35% | 35% | 35% | 35% | 35% | 35% | 35% | 35% | 35% | 35% | 35% | 35% | 35% | 35% | 35% | 35% | 35% | 35% | 35% | 35% | 35% | 35% | 35% | 35% | 35% | 35% | 35% | 35% | 35% | 35% | 35% | 35% | 35% | 35% | 35% | 35% | 35% | 35% | 35% | 35% | 35% | 35% | 35% | 35% | 35% | 35% | 35% | 35% | 35% | 35% | 35% | 35% | 35% | 35% | 35% | 35% | 35% | 35% | 35% | 35% | 35% | 35% | 35% | 35% | 35% | 35% | 35% | 35% | 35% | 35% | 35% | 35% | 35% | 35% | 35% | 35% | 35% | 35% | 35% | 35% | 35% | 35% | 35% | 35% | 35% | 35% | 35% | 35% | 35% | 35% | 35% | 35% | 35% | 35% | 35% | 35% | 35% | 35% | 35% | 35% | 35% | 35% | 35% | 35% | 35% | 35% | 35% | 35% | 35% | 35% | 35% | 35%
Marginal Losses | bar: 1 to 8
[382 empty] | Month | Year | Beginning | Ending | Volume
Adjusted Capacity Volume (2) |  | 10.967 | 10.967 | 10.967 | 10.967 | 10.967 | 10.967 | 10.967 | 10.967 | 10.967 | 10.967 | 10.967 | 10.967 | 10.419 | 10.419 | 10.419 | 10.419 | 10.419 | 10.419 | 10.419 | 10.419 | 10.419 | 10.419 | 10.419 | 10.419 | 9.898 | 9.898 | 9.898 | 9.898 | 9.898 | 9.806 | 9.806 | 9.806 | 9.806 | 9.806 | 9.806 | 9.806 | 9.316 | 9.316 | 9.316 | 9.316 | 9.316 | 9.316 | 9.316 | 9.316 | 9.316 | 9.316 | 9.316 | 9.316 | 8.85 | 8.85 | 8.85 | 8.85 | 8.85 | 8.85 | 8.85 | 8.85 | 8.85 | 8.85 | 8.85 | 8.85 | 8.408 | 8.408 | 8.408 | 8.408 | 8.408 | 8.408 | 8.408 | 8.408 | 8.408 | 8.408 | 8.408 | 8.408 | 7.987 | 7.987 | 7.987 | 7.987 | 7.987 | 7.913 | 7.913 | 7.913 | 7.913 | 7.913 | 7.913 | 7.913 | 7.517 | 7.517 | 7.517 | 7.517 | 7.517 | 7.517 | 7.517 | 7.517 | 7.517 | 7.517 | 7.517 | 7.517 | 7.141 | 7.141 | 7.141 | 7.141 | 7.141 | 7.074 | 7.074 | 7.074 | 7.074 | 7.074 | 7.074 | 7.074 | 6.72 | 6.72 | 6.72 | 6.72 | 6.72 | 6.72 | 6.72 | 6.72 | 6.72 | 6.72 | 6.72 | 6.72 | 6.384 | 6.384 | 6.384 | 6.384 | 6.384 | 6.262 | 6.262 | 6.262 | 6.262 | 6.262 | 6.262 | 6.262 | 5.949 | 5.949 | 5.949 | 5.949 | 5.949 | 5.892 | 5.892 | 5.892 | 5.892 | 5.892 | 5.892 | 5.892 | 5.597 | 5.597 | 5.597 | 5.597 | 5.597 | 5.542 | 5.542 | 5.542 | 5.542 | 5.542 | 5.542 | 5.542 | 5.265 | 5.265 | 5.265 | 5.265 | 5.265 | 5.057 | 5.057 | 5.057 | 5.057 | 5.057 | 5.057 | 5.057 | 4.804 | 4.804 | 4.804 | 4.804 | 4.804 | 0 | 0 | 0 | 0 | 0 | 0 | 0 | 0 | 0 | 0 | 0 | 0 | 0 | 0 | 0 | 0 | 0 | 0 | 0 | 0 | 0 | 0 | 0 | 0 | 0 | 0 | 0 | 0 | 0 | 0 | 0 | 0 | 0 | 0 | 0 | 0 | 0 | 0 | 0 | 0 | 0 | 0 | 0 | 0 | 0 | 0 | 0 | 0 | 0 | 0 | 0 | 0 | 0 | 0 | 0 | 0 | 0 | 0 | 0 | 0 | 0 | 0 | 0 | 0 | 0 | 0 | 0 | 0 | 0 | 0 | 0 | 0 | 0 | 0 | 0 | 0 | 0 | 0 | 0 | 0 | 0 | 0 | 0 | 0 | 0 | 0 | 0 | 0 | 0 | 0 | 0 | 0 | 0 | 0 | 0 | 0 | 0 | 0 | 0 | 0 | 0 | 0 | 0 | 0 | 0 | 0 | 0 | 0 | 0 | 0 | 0 | 0 | 0 | 0 | 0 | 0 | 0 | 0 | 0 | 0 | 0 | 0 | 0 | 0 | 0 | 0 | 0 | 0 | 0 | 0 | 0 | 0 | 0 | 0 | 0 | 0 | 0 | 0 | 0 | 0 | 0 | 0 | 0 | 0 | 0 | 0 | 0 | 0 | 0 | 0 | 0 | 0 | 0 | 0 | 0 | 0 | 0 | 0 | 0 | 0 | 0 | 0 | 0 | 0 | 0 | 0 | 0 | 0 | 0 | 0 | 0 | 0 | 0 | 0 | 0 | 0 | 0 | 0 | 0 | 0 | 0 | 0 | 0 | 0 | 0 | 0 | 0 | 0 | 0 | 0 | 0 | 0 | 0 | 0 | 0 | 0 | 0 | 0 | 0 | 0 | 0 | 0 | 0 | 0 | 0 | 0 | 0 | 8 | 2025 | 2025-06-01 | 2026-05-31 | 10.8
Adjusted RNS Volume (2) |  | 0 | 6.771 | 6.771 | 6.771 | 6.771 | 6.771 | 6.771 | 6.771 | 6.771 | 6.771 | 6.771 | 6.771 | 6.398 | 6.398 | 6.398 | 6.398 | 6.398 | 6.398 | 6.398 | 6.398 | 6.398 | 6.398 | 6.398 | 6.398 | 6.046 | 5.99 | 5.99 | 5.99 | 5.99 | 5.99 | 5.99 | 5.99 | 5.99 | 5.99 | 5.99 | 5.99 | 5.661 | 5.661 | 5.661 | 5.661 | 5.661 | 5.661 | 5.661 | 5.661 | 5.661 | 5.661 | 5.661 | 5.661 | 5.35 | 5.35 | 5.35 | 5.35 | 5.35 | 5.35 | 5.35 | 5.35 | 5.35 | 5.35 | 5.35 | 5.35 | 5.055 | 5.055 | 5.055 | 5.055 | 5.055 | 5.055 | 5.055 | 5.055 | 5.055 | 5.055 | 5.055 | 5.055 | 4.777 | 4.733 | 4.733 | 4.733 | 4.733 | 4.733 | 4.733 | 4.733 | 4.733 | 4.733 | 4.733 | 4.733 | 4.472 | 4.472 | 4.472 | 4.472 | 4.472 | 4.472 | 4.472 | 4.472 | 4.472 | 4.472 | 4.472 | 4.472 | 4.226 | 4.186 | 4.186 | 4.186 | 4.186 | 4.186 | 4.186 | 4.186 | 4.186 | 4.186 | 4.186 | 4.186 | 3.956 | 3.956 | 3.956 | 3.956 | 3.956 | 3.956 | 3.956 | 3.956 | 3.956 | 3.956 | 3.956 | 3.956 | 3.739 | 3.667 | 3.667 | 3.667 | 3.667 | 3.667 | 3.667 | 3.667 | 3.667 | 3.667 | 3.667 | 3.667 | 3.466 | 3.432 | 3.432 | 3.432 | 3.432 | 3.432 | 3.432 | 3.432 | 3.432 | 3.432 | 3.432 | 3.432 | 3.243 | 3.212 | 3.212 | 3.212 | 3.212 | 3.212 | 3.212 | 3.212 | 3.212 | 3.212 | 3.212 | 3.212 | 3.035 | 2.915 | 2.915 | 2.915 | 2.915 | 2.915 | 2.915 | 2.915 | 2.915 | 2.915 | 2.915 | 2.915 | 2.754 | 0 | 0 | 0 | 0 | 0 | 0 | 0 | 0 | 0 | 0 | 0 | 0 | 0 | 0 | 0 | 0 | 0 | 0 | 0 | 0 | 0 | 0 | 0 | 0 | 0 | 0 | 0 | 0 | 0 | 0 | 0 | 0 | 0 | 0 | 0 | 0 | 0 | 0 | 0 | 0 | 0 | 0 | 0 | 0 | 0 | 0 | 0 | 0 | 0 | 0 | 0 | 0 | 0 | 0 | 0 | 0 | 0 | 0 | 0 | 0 | 0 | 0 | 0 | 0 | 0 | 0 | 0 | 0 | 0 | 0 | 0 | 0 | 0 | 0 | 0 | 0 | 0 | 0 | 0 | 0 | 0 | 0 | 0 | 0 | 0 | 0 | 0 | 0 | 0 | 0 | 0 | 0 | 0 | 0 | 0 | 0 | 0 | 0 | 0 | 0 | 0 | 0 | 0 | 0 | 0 | 0 | 0 | 0 | 0 | 0 | 0 | 0 | 0 | 0 | 0 | 0 | 0 | 0 | 0 | 0 | 0 | 0 | 0 | 0 | 0 | 0 | 0 | 0 | 0 | 0 | 0 | 0 | 0 | 0 | 0 | 0 | 0 | 0 | 0 | 0 | 0 | 0 | 0 | 0 | 0 | 0 | 0 | 0 | 0 | 0 | 0 | 0 | 0 | 0 | 0 | 0 | 0 | 0 | 0 | 0 | 0 | 0 | 0 | 0 | 0 | 0 | 0 | 0 | 0 | 0 | 0 | 0 | 0 | 0 | 0 | 0 | 0 | 0 | 0 | 0 | 0 | 0 | 0 | 0 | 0 | 0 | 0 | 0 | 0 | 0 | 0 | 0 | 0 | 0 | 0 | 0 | 0 | 0 | 0 | 0 | 0 | 0 | 0 | 0 | 0 | 0 | 0 | 0 | 0 | 0 | 0 | 8 | 2026 | 2026-06-01 | 2027-05-31 | 10.8
[382 empty] | 8 | 2027 | 2027-06-01 | 2028-05-31 | 10.8
RNS Price - $/kW-month |  | 18.4541 | 18.4978 | 18.4978 | 18.4978 | 18.4978 | 18.4978 | 18.4978 | 18.4978 | 18.4978 | 18.4978 | 18.4978 | 18.4978 | 19.3678 | 19.4123 | 19.4123 | 19.4123 | 19.4123 | 19.4123 | 19.4123 | 19.4123 | 19.4123 | 19.4123 | 19.4123 | 19.4123 | 20.3723 | 20.4178 | 20.4178 | 20.4178 | 20.4178 | 20.4178 | 20.4178 | 20.4178 | 20.4178 | 20.4178 | 20.4178 | 20.4178 | 21.2878 | 21.3341 | 21.3341 | 21.3341 | 21.3341 | 21.3341 | 21.3341 | 21.3341 | 21.3341 | 21.3341 | 21.3341 | 21.3341 | 21.8041 | 21.8514 | 21.8514 | 21.8514 | 21.8514 | 21.8514 | 21.8514 | 21.8514 | 21.8514 | 21.8514 | 21.8514 | 21.8514 | 22.1514 | 22.1996 | 22.1996 | 22.1996 | 22.1996 | 22.1996 | 22.1996 | 22.1996 | 22.1996 | 22.1996 | 22.1996 | 22.1996 | 22.4896 | 22.5388 | 22.5388 | 22.5388 | 22.5388 | 22.5388 | 22.5388 | 22.5388 | 22.5388 | 22.5388 | 22.5388 | 22.5388 | 22.8388 | 22.889 | 22.889 | 22.889 | 22.889 | 22.889 | 22.889 | 22.889 | 22.889 | 22.889 | 22.889 | 22.889 | 23.199 | 23.2502 | 23.2502 | 23.2502 | 23.2502 | 23.2502 | 23.2502 | 23.2502 | 23.2502 | 23.2502 | 23.2502 | 23.2502 | 23.5602 | 23.6124 | 23.6124 | 23.6124 | 23.6124 | 23.6124 | 23.6124 | 23.6124 | 23.6124 | 23.6124 | 23.6124 | 23.6124 | 23.9224 | 23.9756 | 23.9756 | 23.9756 | 23.9756 | 23.9756 | 23.9756 | 23.9756 | 23.9756 | 23.9756 | 23.9756 | 23.9756 | 24.2956 | 24.3499 | 24.3499 | 24.3499 | 24.3499 | 24.3499 | 24.3499 | 24.3499 | 24.3499 | 24.3499 | 24.3499 | 24.3499 | 24.6699 | 24.7253 | 24.7253 | 24.7253 | 24.7253 | 24.7253 | 24.7253 | 24.7253 | 24.7253 | 24.7253 | 24.7253 | 24.7253 | 25.0553 | 25.1118 | 25.1118 | 25.1118 | 25.1118 | 25.1118 | 25.1118 | 25.1118 | 25.1118 | 25.1118 | 25.1118 | 25.1118 | 25.4418 | 25.4995 | 25.4995 | 25.4995 | 25.4995 | 25.4995 | 25.4995 | 25.4995 | 25.4995 | 25.4995 | 25.4995 | 25.4995 | 25.8395 | 25.8983 | 25.8983 | 25.8983 | 25.8983 | 25.8983 | 25.8983 | 25.8983 | 25.8983 | 25.8983 | 25.8983 | 25.8983 | 26.2483 | 26.3082 | 26.3082 | 26.3082 | 26.3082 | 26.3082 | 26.3082 | 26.3082 | 26.3082 | 26.3082 | 26.3082 | 26.3082 | 26.6582 | 26.7194 | 26.7194 | 26.7194 | 26.7194 | 26.7194 | 26.7194 | 26.7194 | 26.7194 | 26.7194 | 26.7194 | 26.7194 | 27.0694 | 27.1318 | 27.1318 | 27.1318 | 27.1318 | 27.1318 | 27.1318 | 27.1318 | 27.1318 | 27.1318 | 27.1318 | 27.1318 | 27.4918 | 27.5554 | 27.5554 | 27.5554 | 27.5554 | 27.5554 | 27.5554 | 27.5554 | 27.5554 | 27.5554 | 27.5554 | 27.5554 | 27.9154 | 27.9803 | 27.9803 | 27.9803 | 27.9803 | 27.9803 | 27.9803 | 27.9803 | 27.9803 | 27.9803 | 27.9803 | 27.9803 | 28.3503 | 28.4165 | 28.4165 | 28.4165 | 28.4165 | 28.4165 | 28.4165 | 28.4165 | 28.4165 | 28.4165 | 28.4165 | 28.4165 | 28.7965 | 28.8641 | 28.8641 | 28.8641 | 28.8641 | 28.8641 | 28.8641 | 28.8641 | 28.8641 | 28.8641 | 28.8641 | 28.8641 | 29.2441 | 29.3129 | 29.3129 | 29.3129 | 29.3129 | 29.3129 | 29.3129 | 29.3129 | 29.3129 | 29.3129 | 29.3129 | 29.3129 | 29.7029 | 29.7732 | 29.7732 | 29.7732 | 29.7732 | 29.7732 | 29.7732 | 29.7732 | 29.7732 | 29.7732 | 29.7732 | 29.7732 | 30.1632 | 30.2349 | 30.2349 | 30.2349 | 30.2349 | 30.2349 | 30.2349 | 30.2349 | 30.2349 | 30.2349 | 30.2349 | 30.2349 | 30.6349 | 30.708 | 30.708 | 30.708 | 30.708 | 30.708 | 30.708 | 30.708 | 30.708 | 30.708 | 30.708 | 30.708 | 31.108 | 31.1825 | 31.1825 | 31.1825 | 31.1825 | 31.1825 | 31.1825 | 31.1825 | 31.1825 | 31.1825 | 31.1825 | 31.1825 | 31.5925 | 31.6686 | 31.6686 | 31.6686 | 31.6686 | 31.6686 | 31.6686 | 31.6686 | 31.6686 | 31.6686 | 31.6686 | 31.6686 | 32.0886 | 32.1661 | 32.1661 | 32.1661 | 32.1661 | 32.1661 | 32.1661 | 32.1661 | 32.1661 | 32.1661 | 32.1661 | 32.1661 | 32.5861 | 32.6653 | 32.6653 | 32.6653 | 32.6653 | 32.6653 | 32.6653 | 32.6653 | 32.6653 | 32.6653 | 0 | 0 | 0 | 0 | 0 | 0 | 0 | 0 | 0 | 0 | 8 | 2028 | 2028-06-01 | 2029-05-31 | 10.7
Capacity Price - $/kW-month |  | 2.53 | 2.53 | 2.53 | 2.53 | 2.53 | 2.59 | 2.59 | 2.59 | 2.59 | 2.59 | 2.59 | 2.59 | 2.59 | 2.59 | 2.59 | 2.59 | 2.59 | 3.58 | 3.58 | 3.58 | 3.58 | 3.58 | 3.58 | 3.58 | 3.58 | 3.58 | 3.58 | 3.58 | 3.58 | 4.11 | 4.11 | 4.11 | 4.11 | 4.11 | 4.11 | 4.11 | 4.11 | 4.11 | 4.11 | 4.11 | 4.11 | 4.8 | 4.8 | 4.8 | 4.8 | 4.8 | 4.8 | 4.8 | 4.8 | 4.8 | 4.8 | 4.8 | 4.8 | 4.03 | 4.03 | 4.03 | 4.03 | 4.03 | 4.03 | 4.03 | 4.03 | 4.03 | 4.03 | 4.03 | 4.03 | 4.15 | 4.15 | 4.15 | 4.15 | 4.15 | 4.15 | 4.15 | 4.15 | 4.15 | 4.15 | 4.15 | 4.15 | 4.2 | 4.2 | 4.2 | 4.2 | 4.2 | 4.2 | 4.2 | 4.2 | 4.2 | 4.2 | 4.2 | 4.2 | 4.31 | 4.31 | 4.31 | 4.31 | 4.31 | 4.31 | 4.31 | 4.31 | 4.31 | 4.31 | 4.31 | 4.31 | 4.9 | 4.9 | 4.9 | 4.9 | 4.9 | 4.9 | 4.9 | 4.9 | 4.9 | 4.9 | 4.9 | 4.9 | 5.61 | 5.61 | 5.61 | 5.61 | 5.61 | 5.61 | 5.61 | 5.61 | 5.61 | 5.61 | 5.61 | 5.61 | 5.79 | 5.79 | 5.79 | 5.79 | 5.79 | 5.79 | 5.79 | 5.79 | 5.79 | 5.79 | 5.79 | 5.79 | 6.81 | 6.81 | 6.81 | 6.81 | 6.81 | 6.81 | 6.81 | 6.81 | 6.81 | 6.81 | 6.81 | 6.81 | 8 | 8 | 8 | 8 | 8 | 8 | 8 | 8 | 8 | 8 | 8 | 8 | 9.75 | 9.75 | 9.75 | 9.75 | 9.75 | 9.75 | 9.75 | 9.75 | 9.75 | 9.75 | 9.75 | 9.75 | 9.9645 | 9.9645 | 9.9645 | 9.9645 | 9.9645 | 9.9645 | 9.9645 | 9.9645 | 9.9645 | 9.9645 | 9.9645 | 9.9645 | 10.1837 | 10.1837 | 10.1837 | 10.1837 | 10.1837 | 10.1837 | 10.1837 | 10.1837 | 10.1837 | 10.1837 | 10.1837 | 10.1837 | 10.4078 | 10.4078 | 10.4078 | 10.4078 | 10.4078 | 10.4078 | 10.4078 | 10.4078 | 10.4078 | 10.4078 | 10.4078 | 10.4078 | 10.6367 | 10.6367 | 10.6367 | 10.6367 | 10.6367 | 10.6367 | 10.6367 | 10.6367 | 10.6367 | 10.6367 | 10.6367 | 10.6367 | 10.8707 | 10.8707 | 10.8707 | 10.8707 | 10.8707 | 10.8707 | 10.8707 | 10.8707 | 10.8707 | 10.8707 | 10.8707 | 10.8707 | 11.1099 | 11.1099 | 11.1099 | 11.1099 | 11.1099 | 11.1099 | 11.1099 | 11.1099 | 11.1099 | 11.1099 | 11.1099 | 11.1099 | 11.3543 | 11.3543 | 11.3543 | 11.3543 | 11.3543 | 11.3543 | 11.3543 | 11.3543 | 11.3543 | 11.3543 | 11.3543 | 11.3543 | 11.6041 | 11.6041 | 11.6041 | 11.6041 | 11.6041 | 11.6041 | 11.6041 | 11.6041 | 11.6041 | 11.6041 | 11.6041 | 11.6041 | 11.8594 | 11.8594 | 11.8594 | 11.8594 | 11.8594 | 11.8594 | 11.8594 | 11.8594 | 11.8594 | 11.8594 | 11.8594 | 11.8594 | 12.1203 | 12.1203 | 12.1203 | 12.1203 | 12.1203 | 12.1203 | 12.1203 | 12.1203 | 12.1203 | 12.1203 | 12.1203 | 12.1203 | 12.387 | 12.387 | 12.387 | 12.387 | 12.387 | 12.387 | 12.387 | 12.387 | 12.387 | 12.387 | 12.387 | 12.387 | 12.6595 | 12.6595 | 12.6595 | 12.6595 | 12.6595 | 12.6595 | 12.6595 | 12.6595 | 12.6595 | 12.6595 | 12.6595 | 12.6595 | 12.938 | 12.938 | 12.938 | 12.938 | 12.938 | 12.938 | 12.938 | 12.938 | 12.938 | 12.938 | 12.938 | 12.938 | 13.2226 | 13.2226 | 13.2226 | 13.2226 | 13.2226 | 13.2226 | 13.2226 | 13.2226 | 13.2226 | 13.2226 | 13.2226 | 13.2226 | 13.5135 | 13.5135 | 13.5135 | 13.5135 | 13.5135 | 13.5135 | 13.5135 | 13.5135 | 13.5135 | 13.5135 | 13.5135 | 13.5135 | 13.8108 | 13.8108 | 13.8108 | 13.8108 | 13.8108 | 13.8108 | 13.8108 | 13.8108 | 13.8108 | 13.8108 | 13.8108 | 13.8108 | 14.1146 | 14.1146 | 14.1146 | 14.1146 | 14.1146 | 14.1146 | 14.1146 | 14.1146 | 14.1146 | 14.1146 | 14.1146 | 14.1146 | 0 | 0 | 0 | 8 | 2029 | 2029-06-01 | 2030-05-31 | 10.7
[382 empty] | 8 | 2030 | 2030-06-01 | 2031-05-31 | 10.7
Revenues | [381 empty] | 8 | 2031 | 2031-06-01 | 2032-05-31 | 10.7
Energy |  | 10.3174 | 10.3871 | 11.5872 | 12.5457 | 12.6051 | 13.5374 | 14.8768 | 15.1607 | 13.374 | 12.7391 | 11.7565 | 11.6359 | 10.2517 | 10.9107 | 11.9849 | 13.1363 | 13.5708 | 13.9137 | 15.3817 | 15.7192 | 13.6431 | 13.7262 | 12.698 | 11.9881 | 13.5617 | 13.8044 | 12.117 | 12.4863 | 12.6133 | 12.7884 | 13.4589 | 12.6028 | 12.5515 | 12.4543 | 12.1582 | 11.9726 | 13.6654 | 13.6786 | 12.43 | 12.7923 | 12.8159 | 12.9558 | 13.6375 | 12.9073 | 12.7586 | 12.8056 | 12.5127 | 12.0901 | 14.0225 | 14.0618 | 12.6687 | 12.966 | 13.1382 | 13.2996 | 13.8106 | 13.1362 | 12.951 | 13.1556 | 12.5481 | 13.126 | 14.6394 | 14.0443 | 12.9599 | 13.2399 | 13.329 | 13.5612 | 13.9916 | 13.5452 | 13.3593 | 13.4775 | 12.8673 | 13.3184 | 14.9783 | 15.1126 | 13.1263 | 13.4872 | 13.5029 | 13.5269 | 14.0707 | 13.8379 | 13.3997 | 13.7415 | 12.8445 | 14.698 | 15.4674 | 15.159 | 13.4084 | 13.7153 | 13.6411 | 13.7445 | 14.24 | 14.2396 | 13.568 | 14.0987 | 13.3274 | 14.0658 | 15.6263 | 15.315 | 13.5478 | 13.8576 | 13.7827 | 13.8871 | 14.3872 | 14.3868 | 13.7088 | 14.2447 | 13.466 | 14.2114 | 15.9388 | 15.6213 | 13.8187 | 14.1347 | 14.0583 | 14.1648 | 14.675 | 14.6746 | 13.983 | 14.5296 | 13.7353 | 14.4957 | 15.9643 | 15.6438 | 13.8243 | 14.1433 | 14.0662 | 14.1736 | 14.6886 | 14.6882 | 13.9902 | 14.5418 | 13.7401 | 14.5076 | 16.1441 | 15.8171 | 13.9613 | 14.2866 | 14.208 | 14.3176 | 14.8429 | 14.8424 | 14.1305 | 14.6931 | 13.8754 | 14.6583 | 16.3247 | 15.9912 | 14.0982 | 14.4301 | 14.3498 | 14.4617 | 14.9974 | 14.997 | 14.2708 | 14.8447 | 14.0106 | 14.8091 | 16.0496 | 15.7131 | 13.8026 | 14.1375 | 14.0565 | 14.1694 | 14.7101 | 14.7097 | 13.9767 | 14.556 | 13.7141 | 14.52 | 1.9888 | 1.6492 | -0.27881 | 0.05917 | -0.02254 | 0.091352 | 0.63704 | 0.63658 | -0.10307 | 0.48149 | -0.36806 | 0.44524 | 2.0286 | 1.6821 | -0.28438 | 0.060353 | -0.022991 | 0.093179 | 0.64978 | 0.64932 | -0.10513 | 0.49112 | -0.37542 | 0.45414 | 2.0469 | 1.6973 | -0.28695 | 0.060899 | -0.023199 | 0.094021 | 0.65565 | 0.65518 | -0.10608 | 0.49556 | -0.37881 | 0.45825 | 2.0879 | 1.7313 | -0.29269 | 0.062117 | -0.023663 | 0.095901 | 0.66876 | 0.66828 | -0.1082 | 0.50547 | -0.38638 | 0.46741 | 2.1065 | 1.7467 | -0.2953 | 0.06267 | -0.023874 | 0.096756 | 0.67473 | 0.67424 | -0.10916 | 0.50997 | -0.38983 | 0.47158 | 2.1486 | 1.7817 | -0.30121 | 0.063924 | -0.024351 | 0.098691 | 0.68822 | 0.68773 | -0.11135 | 0.52017 | -0.39762 | 0.48101 | 0 | 0 | 0 | 0 | 0 | 0 | 0 | 0 | 0 | 0 | 0 | 0 | 0 | 0 | 0 | 0 | 0 | 0 | 0 | 0 | 0 | 0 | 0 | 0 | 0 | 0 | 0 | 0 | 0 | 0 | 0 | 0 | 0 | 0 | 0 | 0 | 0 | 0 | 0 | 0 | 0 | 0 | 0 | 0 | 0 | 0 | 0 | 0 | 0 | 0 | 0 | 0 | 0 | 0 | 0 | 0 | 0 | 0 | 0 | 0 | 0 | 0 | 0 | 0 | 0 | 0 | 0 | 0 | 0 | 0 | 0 | 0 | 0 | 0 | 0 | 0 | 0 | 0 | 0 | 0 | 0 | 0 | 0 | 0 | 0 | 0 | 0 | 0 | 0 | 0 | 0 | 0 | 0 | 0 | 0 | 0 | 0 | 0 | 0 | 0 | 0 | 0 | 0 | 0 | 0 | 0 | 0 | 0 | 0 | 0 | 0 | 0 | 0 | 0 | 0 | 0 | 0 | 0 | 0 | 0 | [20 empty] | 8 | 2032 | 2032-06-01 | 2033-05-31 | 10.6
Rate 1 |  | 5.2317 | 5.2317 | 5.2317 | 5.2317 | 5.2317 | 5.2317 | 5.2317 | 5.2317 | 5.2317 | 5.2317 | 5.2317 | 5.2317 | 5.3363 | 5.3363 | 5.3363 | 5.3363 | 5.3363 | 5.3363 | 5.3363 | 5.3363 | 5.3363 | 5.3363 | 5.3363 | 5.3363 | 5.3382 | 5.3382 | 5.3382 | 5.3382 | 5.3382 | 5.3382 | 5.3382 | 5.3382 | 5.3382 | 5.3382 | 5.3382 | 5.3382 | 5.4449 | 5.4449 | 5.4449 | 5.4449 | 5.4449 | 5.4449 | 5.4449 | 5.4449 | 5.4449 | 5.4449 | 5.4449 | 5.4449 | 5.5538 | 5.5538 | 5.5538 | 5.5538 | 5.5538 | 5.5538 | 5.5538 | 5.5538 | 5.5538 | 5.5538 | 5.5538 | 5.5538 | 5.6649 | 5.6649 | 5.6649 | 5.6649 | 5.6649 | 5.6649 | 5.6649 | 5.6649 | 5.6649 | 5.6649 | 5.6649 | 5.6649 | 5.6658 | 5.6658 | 5.6658 | 5.6658 | 5.6658 | 5.6658 | 5.6658 | 5.6658 | 5.6658 | 5.6658 | 5.6658 | 5.6658 | 5.7791 | 5.7791 | 5.7791 | 5.7791 | 5.7791 | 5.7791 | 5.7791 | 5.7791 | 5.7791 | 5.7791 | 5.7791 | 5.7791 | 5.7789 | 5.7789 | 5.7789 | 5.7789 | 5.7789 | 5.7789 | 5.7789 | 5.7789 | 5.7789 | 5.7789 | 5.7789 | 5.7789 | 5.8944 | 5.8944 | 5.8944 | 5.8944 | 5.8944 | 5.8944 | 5.8944 | 5.8944 | 5.8944 | 5.8944 | 5.8944 | 5.8944 | 5.8364 | 5.8364 | 5.8364 | 5.8364 | 5.8364 | 5.8364 | 5.8364 | 5.8364 | 5.8364 | 5.8364 | 5.8364 | 5.8364 | 5.8953 | 5.8953 | 5.8953 | 5.8953 | 5.8953 | 5.8953 | 5.8953 | 5.8953 | 5.8953 | 5.8953 | 5.8953 | 5.8953 | 5.9543 | 5.9543 | 5.9543 | 5.9543 | 5.9543 | 5.9543 | 5.9543 | 5.9543 | 5.9543 | 5.9543 | 5.9543 | 5.9543 | 5.7714 | 5.7714 | 5.7714 | 5.7714 | 5.7714 | 5.7714 | 5.7714 | 5.7714 | 5.7714 | 5.7714 | 5.7714 | 5.7714 | 0 | 0 | 0 | 0 | 0 | 0 | 0 | 0 | 0 | 0 | 0 | 0 | 0 | 0 | 0 | 0 | 0 | 0 | 0 | 0 | 0 | 0 | 0 | 0 | 0 | 0 | 0 | 0 | 0 | 0 | 0 | 0 | 0 | 0 | 0 | 0 | 0 | 0 | 0 | 0 | 0 | 0 | 0 | 0 | 0 | 0 | 0 | 0 | 0 | 0 | 0 | 0 | 0 | 0 | 0 | 0 | 0 | 0 | 0 | 0 | 0 | 0 | 0 | 0 | 0 | 0 | 0 | 0 | 0 | 0 | 0 | 0 | 0 | 0 | 0 | 0 | 0 | 0 | 0 | 0 | 0 | 0 | 0 | 0 | 0 | 0 | 0 | 0 | 0 | 0 | 0 | 0 | 0 | 0 | 0 | 0 | 0 | 0 | 0 | 0 | 0 | 0 | 0 | 0 | 0 | 0 | 0 | 0 | 0 | 0 | 0 | 0 | 0 | 0 | 0 | 0 | 0 | 0 | 0 | 0 | 0 | 0 | 0 | 0 | 0 | 0 | 0 | 0 | 0 | 0 | 0 | 0 | 0 | 0 | 0 | 0 | 0 | 0 | 0 | 0 | 0 | 0 | 0 | 0 | 0 | 0 | 0 | 0 | 0 | 0 | 0 | 0 | 0 | 0 | 0 | 0 | 0 | 0 | 0 | 0 | 0 | 0 | 0 | 0 | 0 | 0 | 0 | 0 | 0 | 0 | 0 | 0 | 0 | 0 | 0 | 0 | 0 | 0 | 0 | 0 | 0 | 0 | 0 | 0 | 0 | 0 | 0 | 0 | 0 | 0 | 0 | 0
Frequency |  | 18.5126 | 18.5126 | 18.5126 | 18.5126 | 18.5126 | 18.5126 | 18.5126 | 18.5126 | 18.5126 | 18.5126 | 18.5126 | 18.5126 | 15.7357 | 15.7357 | 15.7357 | 15.7357 | 15.7357 | 15.7357 | 15.7357 | 15.7357 | 15.7357 | 15.7357 | 15.7357 | 15.7357 | 13.2515 | 13.2515 | 13.2515 | 13.2515 | 13.2515 | 13.2515 | 13.2515 | 13.2515 | 13.2515 | 13.2515 | 13.2515 | 13.2515 | 11.2638 | 11.2638 | 11.2638 | 11.2638 | 11.2638 | 11.2638 | 11.2638 | 11.2638 | 11.2638 | 11.2638 | 11.2638 | 11.2638 | 9.5742 | 9.5742 | 9.5742 | 9.5742 | 9.5742 | 9.5742 | 9.5742 | 9.5742 | 9.5742 | 9.5742 | 9.5742 | 9.5742 | 8.1381 | 8.1381 | 8.1381 | 8.1381 | 8.1381 | 8.1381 | 8.1381 | 8.1381 | 8.1381 | 8.1381 | 8.1381 | 8.1381 | 6.8527 | 6.8527 | 6.8527 | 6.8527 | 6.8527 | 6.8527 | 6.8527 | 6.8527 | 6.8527 | 6.8527 | 6.8527 | 6.8527 | 0 | 0 | 0 | 0 | 0 | 0 | 0 | 0 | 0 | 0 | 0 | 0 | 0 | 0 | 0 | 0 | 0 | 0 | 0 | 0 | 0 | 0 | 0 | 0 | 0 | 0 | 0 | 0 | 0 | 0 | 0 | 0 | 0 | 0 | 0 | 0 | 0 | 0 | 0 | 0 | 0 | 0 | 0 | 0 | 0 | 0 | 0 | 0 | 0 | 0 | 0 | 0 | 0 | 0 | 0 | 0 | 0 | 0 | 0 | 0 | 0 | 0 | 0 | 0 | 0 | 0 | 0 | 0 | 0 | 0 | 0 | 0 | 0 | 0 | 0 | 0 | 0 | 0 | 0 | 0 | 0 | 0 | 0 | 0 | 0 | 0 | 0 | 0 | 0 | 0 | 0 | 0 | 0 | 0 | 0 | 0 | 0 | 0 | 0 | 0 | 0 | 0 | 0 | 0 | 0 | 0 | 0 | 0 | 0 | 0 | 0 | 0 | 0 | 0 | 0 | 0 | 0 | 0 | 0 | 0 | 0 | 0 | 0 | 0 | 0 | 0 | 0 | 0 | 0 | 0 | 0 | 0 | 0 | 0 | 0 | 0 | 0 | 0 | 0 | 0 | 0 | 0 | 0 | 0 | 0 | 0 | 0 | 0 | 0 | 0 | 0 | 0 | 0 | 0 | 0 | 0 | 0 | 0 | 0 | 0 | 0 | 0 | 0 | 0 | 0 | 0 | 0 | 0 | 0 | 0 | 0 | 0 | 0 | 0 | 0 | 0 | 0 | 0 | 0 | 0 | 0 | 0 | 0 | 0 | 0 | 0 | 0 | 0 | 0 | 0 | 0 | 0 | 0 | 0 | 0 | 0 | 0 | 0 | 0 | 0 | 0 | 0 | 0 | 0 | 0 | 0 | 0 | 0 | 0 | 0 | 0 | 0 | 0 | 0 | 0 | 0 | 0 | 0 | 0 | 0 | 0 | 0 | 0 | 0 | 0 | 0 | 0 | 0 | 0 | 0 | 0 | 0 | 0 | 0 | 0 | 0 | 0 | 0 | 0 | 0 | 0 | 0 | 0 | 0 | 0 | 0 | 0 | 0 | 0 | 0 | 0 | 0 | 0 | 0 | 0 | 0 | 0 | 0 | 0 | 0 | 0 | 0 | 0 | 0 | 0 | 0 | 0 | 0 | 0 | 0 | 0 | 0 | 0 | 0 | 0 | 0 | 0 | 0 | 0 | 0 | 0 | 0 | 0 | 0 | 0 | 0 | 0 | 0 | 0 | 0 | 0 | 0 | 0 | 0 | 0 | 0
T&D Deferral |  | 0 | 0 | 0 | 0 | 0 | 0 | 0 | 0 | 0 | 0 | 0 | 0 | 0 | 0 | 0 | 0 | 0 | 0 | 0 | 0 | 0 | 0 | 0 | 0 | 0 | 0 | 0 | 0 | 0 | 0 | 0 | 0 | 0 | 0 | 0 | 0 | 0 | 0 | 0 | 0 | 0 | 0 | 0 | 0 | 0 | 0 | 0 | 0 | 0 | 0 | 0 | 0 | 0 | 0 | 0 | 0 | 0 | 0 | 0 | 0 | 0 | 0 | 0 | 0 | 0 | 0 | 0 | 0 | 0 | 0 | 0 | 0 | 75.0833 | 75.0833 | 75.0833 | 75.0833 | 75.0833 | 75.0833 | 75.0833 | 75.0833 | 75.0833 | 75.0833 | 75.0833 | 75.0833 | 75.0833 | 75.0833 | 75.0833 | 75.0833 | 75.0833 | 75.0833 | 75.0833 | 75.0833 | 75.0833 | 75.0833 | 75.0833 | 75.0833 | 0 | 0 | 0 | 0 | 0 | 0 | 0 | 0 | 0 | 0 | 0 | 0 | 0 | 0 | 0 | 0 | 0 | 0 | 0 | 0 | 0 | 0 | 0 | 0 | 0 | 0 | 0 | 0 | 0 | 0 | 0 | 0 | 0 | 0 | 0 | 0 | 0 | 0 | 0 | 0 | 0 | 0 | 0 | 0 | 0 | 0 | 0 | 0 | 0 | 0 | 0 | 0 | 0 | 0 | 0 | 0 | 0 | 0 | 0 | 0 | 0 | 0 | 0 | 0 | 0 | 0 | 0 | 0 | 0 | 0 | 0 | 0 | 0 | 0 | 0 | 0 | 0 | 0 | 0 | 0 | 0 | 0 | 0 | 0 | 0 | 0 | 0 | 0 | 0 | 0 | 0 | 0 | 0 | 0 | 0 | 0 | 0 | 0 | 0 | 0 | 0 | 0 | 0 | 0 | 0 | 0 | 0 | 0 | 0 | 0 | 0 | 0 | 0 | 0 | 0 | 0 | 0 | 0 | 0 | 0 | 0 | 0 | 0 | 0 | 0 | 0 | 0 | 0 | 0 | 0 | 0 | 0 | 0 | 0 | 0 | 0 | 0 | 0 | 0 | 0 | 0 | 0 | 0 | 0 | 0 | 0 | 0 | 0 | 0 | 0 | 0 | 0 | 0 | 0 | 0 | 0 | 0 | 0 | 0 | 0 | 0 | 0 | 0 | 0 | 0 | 0 | 0 | 0 | 0 | 0 | 0 | 0 | 0 | 0 | 0 | 0 | 0 | 0 | 0 | 0 | 0 | 0 | 0 | 0 | 0 | 0 | 0 | 0 | 0 | 0 | 0 | 0 | 0 | 0 | 0 | 0 | 0 | 0 | 0 | 0 | 0 | 0 | 0 | 0 | 0 | 0 | 0 | 0 | 0 | 0 | 0 | 0 | 0 | 0 | 0 | 0 | 0 | 0 | 0 | 0 | 0 | 0 | 0 | 0 | 0 | 0 | 0 | 0 | 0 | 0 | 0 | 0 | 0 | 0 | 0 | 0 | 0 | 0 | 0 | 0 | 0 | 0 | 0 | 0 | 0 | 0 | 0 | 0 | 0 | 0 | 0 | 0 | 0 | 0 | 0 | 0 | 0 | 0 | 0 | 0 | 0 | 0 | 0 | 0 | 0 | 0 | 0 | 0 | 0 | 0 | 0 | 0 | 0 | 0 | 0 | 0 | 0 | 0 | 0 | 0 | 0 | 0 | 0 | 0
Power Factor/VAR support |  | 0 | 0 | 0 | 0 | 0 | 0 | 0 | 0 | 0 | 0 | 0 | 0 | 0 | 0 | 0 | 0 | 0 | 0 | 0 | 0 | 0 | 0 | 0 | 0 | 0 | 0 | 0 | 0 | 0 | 0 | 0 | 0 | 0 | 0 | 0 | 0 | 0 | 0 | 0 | 0 | 0 | 0 | 0 | 0 | 0 | 0 | 0 | 0 | 0 | 0 | 0 | 0 | 0 | 0 | 0 | 0 | 0 | 0 | 0 | 0 | 0 | 0 | 0 | 0 | 0 | 0 | 0 | 0 | 0 | 0 | 0 | 0 | 0 | 0 | 0 | 0 | 0 | 0 | 0 | 0 | 0 | 0 | 0 | 0 | 0 | 0 | 0 | 0 | 0 | 0 | 0 | 0 | 0 | 0 | 0 | 0 | 0 | 0 | 0 | 0 | 0 | 0 | 0 | 0 | 0 | 0 | 0 | 0 | 0 | 0 | 0 | 0 | 0 | 0 | 0 | 0 | 0 | 0 | 0 | 0 | 0 | 0 | 0 | 0 | 0 | 0 | 0 | 0 | 0 | 0 | 0 | 0 | 0 | 0 | 0 | 0 | 0 | 0 | 0 | 0 | 0 | 0 | 0 | 0 | 0 | 0 | 0 | 0 | 0 | 0 | 0 | 0 | 0 | 0 | 0 | 0 | 0 | 0 | 0 | 0 | 0 | 0 | 0 | 0 | 0 | 0 | 0 | 0 | 0 | 0 | 0 | 0 | 0 | 0 | 0 | 0 | 0 | 0 | 0 | 0 | 0 | 0 | 0 | 0 | 0 | 0 | 0 | 0 | 0 | 0 | 0 | 0 | 0 | 0 | 0 | 0 | 0 | 0 | 0 | 0 | 0 | 0 | 0 | 0 | 0 | 0 | 0 | 0 | 0 | 0 | 0 | 0 | 0 | 0 | 0 | 0 | 0 | 0 | 0 | 0 | 0 | 0 | 0 | 0 | 0 | 0 | 0 | 0 | 0 | 0 | 0 | 0 | 0 | 0 | 0 | 0 | 0 | 0 | 0 | 0 | 0 | 0 | 0 | 0 | 0 | 0 | 0 | 0 | 0 | 0 | 0 | 0 | 0 | 0 | 0 | 0 | 0 | 0 | 0 | 0 | 0 | 0 | 0 | 0 | 0 | 0 | 0 | 0 | 0 | 0 | 0 | 0 | 0 | 0 | 0 | 0 | 0 | 0 | 0 | 0 | 0 | 0 | 0 | 0 | 0 | 0 | 0 | 0 | 0 | 0 | 0 | 0 | 0 | 0 | 0 | 0 | 0 | 0 | 0 | 0 | 0 | 0 | 0 | 0 | 0 | 0 | 0 | 0 | 0 | 0 | 0 | 0 | 0 | 0 | 0 | 0 | 0 | 0 | 0 | 0 | 0 | 0 | 0 | 0 | 0 | 0 | 0 | 0 | 0 | 0 | 0 | 0 | 0 | 0 | 0 | 0 | 0 | 0 | 0 | 0 | 0 | 0 | 0 | 0 | 0 | 0 | 0 | 0 | 0 | 0 | 0 | 0 | 0 | 0 | 0 | 0 | 0 | 0 | 0 | 0 | 0 | 0 | 0 | 0 | 0 | 0 | 0 | 0 | 0 | 0 | 0 | 0 | 0 | 0 | 0 | 0 | 0 | 0 | 0 | 0
Capacity |  | 27.75 | 27.75 | 27.75 | 27.75 | 27.75 | 28.4 | 28.4 | 28.4 | 28.4 | 28.4 | 28.4 | 28.4 | 26.99 | 26.99 | 26.99 | 26.99 | 26.99 | 37.3 | 37.3 | 37.3 | 37.3 | 37.3 | 37.3 | 37.3 | 35.43 | 35.43 | 35.43 | 35.43 | 35.43 | 40.3 | 40.3 | 40.3 | 40.3 | 40.3 | 40.3 | 40.3 | 38.29 | 38.29 | 38.29 | 38.29 | 38.29 | 44.72 | 44.72 | 44.72 | 44.72 | 44.72 | 44.72 | 44.72 | 42.48 | 42.48 | 42.48 | 42.48 | 42.48 | 35.67 | 35.67 | 35.67 | 35.67 | 35.67 | 35.67 | 35.67 | 33.88 | 33.88 | 33.88 | 33.88 | 33.88 | 34.89 | 34.89 | 34.89 | 34.89 | 34.89 | 34.89 | 34.89 | 33.15 | 33.15 | 33.15 | 33.15 | 33.15 | 33.23 | 33.23 | 33.23 | 33.23 | 33.23 | 33.23 | 33.23 | 31.57 | 31.57 | 31.57 | 31.57 | 31.57 | 32.4 | 32.4 | 32.4 | 32.4 | 32.4 | 32.4 | 32.4 | 30.78 | 30.78 | 30.78 | 30.78 | 30.78 | 34.66 | 34.66 | 34.66 | 34.66 | 34.66 | 34.66 | 34.66 | 32.93 | 32.93 | 32.93 | 32.93 | 32.93 | 37.7 | 37.7 | 37.7 | 37.7 | 37.7 | 37.7 | 37.7 | 35.81 | 35.81 | 35.81 | 35.81 | 35.81 | 36.26 | 36.26 | 36.26 | 36.26 | 36.26 | 36.26 | 36.26 | 34.44 | 34.44 | 34.44 | 34.44 | 34.44 | 40.12 | 40.12 | 40.12 | 40.12 | 40.12 | 40.12 | 40.12 | 38.12 | 38.12 | 38.12 | 38.12 | 38.12 | 44.34 | 44.34 | 44.34 | 44.34 | 44.34 | 44.34 | 44.34 | 42.12 | 42.12 | 42.12 | 42.12 | 42.12 | 49.31 | 49.31 | 49.31 | 49.31 | 49.31 | 49.31 | 49.31 | 46.84 | 46.84 | 46.84 | 46.84 | 46.84 | 0 | 0 | 0 | 0 | 0 | 0 | 0 | 0 | 0 | 0 | 0 | 0 | 0 | 0 | 0 | 0 | 0 | 0 | 0 | 0 | 0 | 0 | 0 | 0 | 0 | 0 | 0 | 0 | 0 | 0 | 0 | 0 | 0 | 0 | 0 | 0 | 0 | 0 | 0 | 0 | 0 | 0 | 0 | 0 | 0 | 0 | 0 | 0 | 0 | 0 | 0 | 0 | 0 | 0 | 0 | 0 | 0 | 0 | 0 | 0 | 0 | 0 | 0 | 0 | 0 | 0 | 0 | 0 | 0 | 0 | 0 | 0 | 0 | 0 | 0 | 0 | 0 | 0 | 0 | 0 | 0 | 0 | 0 | 0 | 0 | 0 | 0 | 0 | 0 | 0 | 0 | 0 | 0 | 0 | 0 | 0 | 0 | 0 | 0 | 0 | 0 | 0 | 0 | 0 | 0 | 0 | 0 | 0 | 0 | 0 | 0 | 0 | 0 | 0 | 0 | 0 | 0 | 0 | 0 | 0 | 0 | 0 | 0 | 0 | 0 | 0 | 0 | 0 | 0 | 0 | 0 | 0 | 0 | 0 | 0 | 0 | 0 | 0 | 0 | 0 | 0 | 0 | 0 | 0 | 0 | 0 | 0 | 0 | 0 | 0 | 0 | 0 | 0 | 0 | 0 | 0 | 0 | 0 | 0 | 0 | 0 | 0 | 0 | 0 | 0 | 0 | 0 | 0 | 0 | 0 | 0 | 0 | 0 | 0 | 0 | 0 | 0 | 0 | 0 | 0 | 0 | 0 | 0 | 0 | 0 | 0 | 0 | 0 | 0 | 0 | 0 | 0 | 0 | 0 | 0 | 0 | 0 | 0 | 0 | 0 | 0 | 0 | 0 | 0 | 0 | 0 | 0 | 8 | 2033 | 2033-06-01 | 2034-05-31 | 10.6
RNS |  | 0 | 125.25 | 125.25 | 125.25 | 125.25 | 125.25 | 125.25 | 125.25 | 125.25 | 125.25 | 125.25 | 125.25 | 123.91 | 124.2 | 124.2 | 124.2 | 124.2 | 124.2 | 124.2 | 124.2 | 124.2 | 124.2 | 124.2 | 124.2 | 123.17 | 122.3 | 122.3 | 122.3 | 122.3 | 122.3 | 122.3 | 122.3 | 122.3 | 122.3 | 122.3 | 122.3 | 120.51 | 120.77 | 120.77 | 120.77 | 120.77 | 120.77 | 120.77 | 120.77 | 120.77 | 120.77 | 120.77 | 120.77 | 116.65 | 116.9 | 116.9 | 116.9 | 116.9 | 116.9 | 116.9 | 116.9 | 116.9 | 116.9 | 116.9 | 116.9 | 111.98 | 112.22 | 112.22 | 112.22 | 112.22 | 112.22 | 112.22 | 112.22 | 112.22 | 112.22 | 112.22 | 112.22 | 107.43 | 106.68 | 106.68 | 106.68 | 106.68 | 106.68 | 106.68 | 106.68 | 106.68 | 106.68 | 106.68 | 106.68 | 102.14 | 102.36 | 102.36 | 102.36 | 102.36 | 102.36 | 102.36 | 102.36 | 102.36 | 102.36 | 102.36 | 102.36 | 98.04 | 97.33 | 97.33 | 97.33 | 97.33 | 97.33 | 97.33 | 97.33 | 97.33 | 97.33 | 97.33 | 97.33 | 93.2 | 93.41 | 93.41 | 93.41 | 93.41 | 93.41 | 93.41 | 93.41 | 93.41 | 93.41 | 93.41 | 93.41 | 89.45 | 87.92 | 87.92 | 87.92 | 87.92 | 87.92 | 87.92 | 87.92 | 87.92 | 87.92 | 87.92 | 87.92 | 84.21 | 83.57 | 83.57 | 83.57 | 83.57 | 83.57 | 83.57 | 83.57 | 83.57 | 83.57 | 83.57 | 83.57 | 80 | 79.42 | 79.42 | 79.42 | 79.42 | 79.42 | 79.42 | 79.42 | 79.42 | 79.42 | 79.42 | 79.42 | 76.04 | 73.2 | 73.2 | 73.2 | 73.2 | 73.2 | 73.2 | 73.2 | 73.2 | 73.2 | 73.2 | 73.2 | 70.07 | 0 | 0 | 0 | 0 | 0 | 0 | 0 | 0 | 0 | 0 | 0 | 0 | 0 | 0 | 0 | 0 | 0 | 0 | 0 | 0 | 0 | 0 | 0 | 0 | 0 | 0 | 0 | 0 | 0 | 0 | 0 | 0 | 0 | 0 | 0 | 0 | 0 | 0 | 0 | 0 | 0 | 0 | 0 | 0 | 0 | 0 | 0 | 0 | 0 | 0 | 0 | 0 | 0 | 0 | 0 | 0 | 0 | 0 | 0 | 0 | 0 | 0 | 0 | 0 | 0 | 0 | 0 | 0 | 0 | 0 | 0 | 0 | 0 | 0 | 0 | 0 | 0 | 0 | 0 | 0 | 0 | 0 | 0 | 0 | 0 | 0 | 0 | 0 | 0 | 0 | 0 | 0 | 0 | 0 | 0 | 0 | 0 | 0 | 0 | 0 | 0 | 0 | 0 | 0 | 0 | 0 | 0 | 0 | 0 | 0 | 0 | 0 | 0 | 0 | 0 | 0 | 0 | 0 | 0 | 0 | 0 | 0 | 0 | 0 | 0 | 0 | 0 | 0 | 0 | 0 | 0 | 0 | 0 | 0 | 0 | 0 | 0 | 0 | 0 | 0 | 0 | 0 | 0 | 0 | 0 | 0 | 0 | 0 | 0 | 0 | 0 | 0 | 0 | 0 | 0 | 0 | 0 | 0 | 0 | 0 | 0 | 0 | 0 | 0 | 0 | 0 | 0 | 0 | 0 | 0 | 0 | 0 | 0 | 0 | 0 | 0 | 0 | 0 | 0 | 0 | 0 | 0 | 0 | 0 | 0 | 0 | 0 | 0 | 0 | 0 | 0 | 0 | 0 | 0 | 0 | 0 | 0 | 0 | 0 | 0 | 0 | 0 | 0 | 0 | 0 | 0 | 0 | 0 | 0 | 0 | 0 | 8 | 2034 | 2034-06-01 | 2035-05-31 | 10.5
Total Revenues |  | 61.8117 | 187.1314 | 188.3315 | 189.29 | 189.3494 | 190.9317 | 192.2711 | 192.555 | 190.7682 | 190.1334 | 189.1508 | 189.0302 | 182.2237 | 183.1727 | 184.2469 | 185.3983 | 185.8328 | 196.4857 | 197.9537 | 198.2912 | 196.2151 | 196.2982 | 195.27 | 194.5602 | 190.7513 | 190.1241 | 188.4367 | 188.806 | 188.933 | 193.978 | 194.6486 | 193.7925 | 193.7411 | 193.644 | 193.3479 | 193.1622 | 189.1741 | 189.4473 | 188.1987 | 188.561 | 188.5846 | 195.1545 | 195.8362 | 195.106 | 194.9573 | 195.0043 | 194.7114 | 194.2888 | 188.2805 | 188.5699 | 187.1767 | 187.474 | 187.6462 | 180.9976 | 181.5086 | 180.8342 | 180.6491 | 180.8536 | 180.2462 | 180.824 | 174.3024 | 173.9473 | 172.8629 | 173.1429 | 173.232 | 174.4742 | 174.9046 | 174.4582 | 174.2723 | 174.3905 | 173.7803 | 174.2314 | 243.1602 | 242.5444 | 240.5581 | 240.919 | 240.9347 | 241.0387 | 241.5826 | 241.3497 | 240.9115 | 241.2533 | 240.3564 | 242.2098 | 230.0398 | 229.9514 | 228.2008 | 228.5077 | 228.4335 | 229.3669 | 229.8624 | 229.862 | 229.1904 | 229.7212 | 228.9498 | 229.6883 | 150.2252 | 149.2038 | 147.4366 | 147.7464 | 147.6715 | 151.6559 | 152.1561 | 152.1557 | 151.4777 | 152.0135 | 151.2348 | 151.9803 | 147.9633 | 147.8557 | 146.0532 | 146.3692 | 146.2928 | 151.1692 | 151.6794 | 151.679 | 150.9875 | 151.534 | 150.7397 | 151.5001 | 147.0607 | 145.2101 | 143.3907 | 143.7096 | 143.6325 | 144.19 | 144.705 | 144.7046 | 144.0065 | 144.5582 | 143.7565 | 144.524 | 140.6894 | 139.7224 | 137.8666 | 138.1919 | 138.1133 | 143.9029 | 144.4282 | 144.4277 | 143.7158 | 144.2785 | 143.4607 | 144.2436 | 140.3989 | 139.4854 | 137.5925 | 137.9243 | 137.8441 | 144.1759 | 144.7117 | 144.7113 | 143.985 | 144.559 | 143.7249 | 144.5234 | 139.9811 | 136.8045 | 134.894 | 135.2289 | 135.1479 | 142.4508 | 142.9915 | 142.9911 | 142.2581 | 142.8374 | 141.9955 | 142.8015 | 118.8988 | 48.4892 | 46.5612 | 46.8992 | 46.8175 | 0.091352 | 0.63704 | 0.63658 | -0.10307 | 0.48149 | -0.36806 | 0.44524 | 2.0286 | 1.6821 | -0.28438 | 0.060353 | -0.022991 | 0.093179 | 0.64978 | 0.64932 | -0.10513 | 0.49112 | -0.37542 | 0.45414 | 2.0469 | 1.6973 | -0.28695 | 0.060899 | -0.023199 | 0.094021 | 0.65565 | 0.65518 | -0.10608 | 0.49556 | -0.37881 | 0.45825 | 2.0879 | 1.7313 | -0.29269 | 0.062117 | -0.023663 | 0.095901 | 0.66876 | 0.66828 | -0.1082 | 0.50547 | -0.38638 | 0.46741 | 2.1065 | 1.7467 | -0.2953 | 0.06267 | -0.023874 | 0.096756 | 0.67473 | 0.67424 | -0.10916 | 0.50997 | -0.38983 | 0.47158 | 2.1486 | 1.7817 | -0.30121 | 0.063924 | -0.024351 | 0.098691 | 0.68822 | 0.68773 | -0.11135 | 0.52017 | -0.39762 | 0.48101 | 0 | 0 | 0 | 0 | 0 | 0 | 0 | 0 | 0 | 0 | 0 | 0 | 0 | 0 | 0 | 0 | 0 | 0 | 0 | 0 | 0 | 0 | 0 | 0 | 0 | 0 | 0 | 0 | 0 | 0 | 0 | 0 | 0 | 0 | 0 | 0 | 0 | 0 | 0 | 0 | 0 | 0 | 0 | 0 | 0 | 0 | 0 | 0 | 0 | 0 | 0 | 0 | 0 | 0 | 0 | 0 | 0 | 0 | 0 | 0 | 0 | 0 | 0 | 0 | 0 | 0 | 0 | 0 | 0 | 0 | 0 | 0 | 0 | 0 | 0 | 0 | 0 | 0 | 0 | 0 | 0 | 0 | 0 | 0 | 0 | 0 | 0 | 0 | 0 | 0 | 0 | 0 | 0 | 0 | 0 | 0 | 0 | 0 | 0 | 0 | 0 | 0 | 0 | 0 | 0 | 0 | 0 | 0 | 0 | 0 | 0 | 0 | 0 | 0 | 0 | 0 | 0 | 0 | 0 | 0 | 0 | 0 | 0 | 0 | 0 | 0 | 0 | 0 | 0 | 0 | 0 | 0 | 0 | 0 | 0 | 0 | 0 | 0 | 0 | 0 | 8 | 2035 | 2035-06-01 | 2036-05-31 | 10.5
[382 empty] | 8 | 2036 | 2036-06-01 | 2037-05-31 | 10.3
Year 1 installs | NPV | 1: 1; 2: 2; 3: 3; 4: 4; 5: 5; 6: 6; 7: 7; 8: 8; 9: 9; 10: 10; 11: 11; 12: 12; 1: 13; 2: 14; 3: 15; 4: 16; 5: 17; 6: 18; 7: 19; 8: 20; 9: 21; 10: 22; 11: 23; 12: 24; 1: 25; 2: 26; 3: 27; 4: 28; 5: 29; 6: 30 | 8 | 2037 | 2037-06-01 | 2038-05-31 | 10.2
Revenues | [381 empty] | 8 | 2038 | 2038-06-01 | 2039-05-31 | 10.1
Energy | 1485.616 | 1: 150.5229; 2: 156.9243; 3: 152.5694; 4: 155.0496; 5: 158.8842; 6: 162.3332; 7: 166.3264; 8: 168.6751; 9: 170.4213; 10: 173.8297; 11: 173.972; 12: 175.7773; 1: 177.5853; 2: 174.1152; 3: 5.2164; 4: 5.3207; 5: 5.3688; 6: 5.4762; 7: 5.525; 8: 5.6355; 9: 0; 10: 0; 11: 0; 12: 0; 1: 0; 2: 0; 3: 0; 4: 0; 5: 0; 6: 0 | 8 | 2039 | 2039-06-01 | 2040-05-31 | 9.7
Rate 1 | 606.705 | 1: 62.7799; 2: 64.0355; 3: 64.0578; 4: 65.339; 5: 66.6458; 6: 67.9787; 7: 67.9893; 8: 69.3491; 9: 69.3464; 10: 70.7333; 11: 70.0365; 12: 70.7437; 1: 71.4511; 2: 69.257; 3: 0; 4: 0; 5: 0; 6: 0; 7: 0; 8: 0; 9: 0; 10: 0; 11: 0; 12: 0; 1: 0; 2: 0; 3: 0; 4: 0; 5: 0; 6: 0
Frequency | 816.1943 | 1: 222.1514; 2: 188.8287; 3: 159.0182; 4: 135.1655; 5: 114.8907; 6: 97.6571; 7: 82.2327; 8: 0; 9: 0; 10: 0; 11: 0; 12: 0; 1: 0; 2: 0; 3: 0; 4: 0; 5: 0; 6: 0; 7: 0; 8: 0; 9: 0; 10: 0; 11: 0; 12: 0; 1: 0; 2: 0; 3: 0; 4: 0; 5: 0; 6: 0
T&D Deferral | 1126.5469 | 1: 0; 2: 0; 3: 0; 4: 0; 5: 0; 6: 0; 7: 901; 8: 901; 9: 0; 10: 0; 11: 0; 12: 0; 1: 0; 2: 0; 3: 0; 4: 0; 5: 0; 6: 0; 7: 0; 8: 0; 9: 0; 10: 0; 11: 0; 12: 0; 1: 0; 2: 0; 3: 0; 4: 0; 5: 0; 6: 0
Power Factor/VAR support | 0 | 1: 0; 2: 0; 3: 0; 4: 0; 5: 0; 6: 0; 7: 0; 8: 0; 9: 0; 10: 0; 11: 0; 12: 0; 1: 0; 2: 0; 3: 0; 4: 0; 5: 0; 6: 0; 7: 0; 8: 0; 9: 0; 10: 0; 11: 0; 12: 0; 1: 0; 2: 0; 3: 0; 4: 0; 5: 0; 6: 0
Capacity | 3980.3345 | 1: 337.55; 2: 396.05; 3: 459.25; 4: 504.49; 5: 462.09; 6: 413.63; 7: 398.36; 8: 384.65; 9: 396.52; 10: 428.55; 11: 432.87; 12: 453.04; 1: 500.98; 2: 555.77; 3: 234.2; 4: 0; 5: 0; 6: 0; 7: 0; 8: 0; 9: 0; 10: 0; 11: 0; 12: 0; 1: 0; 2: 0; 3: 0; 4: 0; 5: 0; 6: 0 | 8 | 2040 | 2040-06-01 | 2041-05-31 | 0
RNS | 11553.9293 | 1: 1377.75; 2: 1490.11; 3: 1468.47; 4: 1448.98; 5: 1402.55; 6: 1346.4; 7: 1280.91; 8: 1228.1; 9: 1168.67; 10: 1120.71; 11: 1056.57; 12: 1003.48; 1: 953.62; 2: 881.24; 3: 70.07; 4: 0; 5: 0; 6: 0; 7: 0; 8: 0; 9: 0; 10: 0; 11: 0; 12: 0; 1: 0; 2: 0; 3: 0; 4: 0; 5: 0; 6: 0 | 8 | 2041 | 2041-06-01 | 2042-05-31 | 0
Total | 19569.326 | 1: 2150.7543; 2: 2295.9486; 3: 2303.3654; 4: 2309.0241; 5: 2205.0607; 6: 2087.9989; 7: 2896.8184; 8: 2751.7742; 9: 1804.9577; 10: 1793.823; 11: 1733.4485; 12: 1703.041; 1: 1703.6364; 2: 1680.3822; 3: 309.4864; 4: 5.3207; 5: 5.3688; 6: 5.4762; 7: 5.525; 8: 5.6355; 9: 0; 10: 0; 11: 0; 12: 0; 1: 0; 2: 0; 3: 0; 4: 0; 5: 0; 6: 0 | 8 | 2042 | 2042-06-01 | 2043-05-31 | 0
(0) Adjusted for failure rate | [381 empty] | 8 | 2043 | 2043-06-01 | 2044-05-31 | 0
(1) Adjusted for degradation and availability | [381 empty] | 8 | 2044 | 2044-06-01 | 2045-05-31 | 0
(2) Adjusted for losses, reserve margin (for FCM), and forecast error. | [381 empty] | 8 | 2045 | 2045-06-01 | 2046-05-31 | 0
[382 empty] | 8 | 2046 | 2046-06-01 | 2047-05-31 | 0
[382 empty] | 8 | 2047 | 2047-06-01 | 2048-05-31 | 0
[382 empty] | 8 | 2048 | 2048-06-01 | 2049-05-31 | 0
[382 empty] | 8 | 2049 | 2049-06-01 | 2050-05-31 | 0
[382 empty] | 8 | 2050 | 2050-06-01 | 2051-05-31 | 0
[382 empty] | 8 | 2051 | 2051-06-01 | 2052-05-31 | 0
[382 empty] | 8 | 2052 | 2052-06-01 | 2053-05-31 | 0
[382 empty] | 8 | 2053 | 2053-06-01 | 2054-05-31 | 0
[382 empty] | 8 | 2054 | 2054-06-01 | 2055-05-31 | 0
[382 empty] | 8 | 2055 | 2055-06-01 | 2056-05-31 | 0
[382 empty] | 8 | 2056 | 2056-06-01 | 2057-05-31 | 0
[382 empty] | 8 | 2057 | 2057-06-01 | 2058-05-31 | 0
[382 empty] | 8 | 2058 | 2058-06-01 | 2059-05-31 | 0
Formulas:
Beginning = EOMONTH([Beginning, row above],11)+1
Ending = EOMONTH([Ending, row above],12)

## Monthly Value (2)
Green Mountain Power
kW per system | 11.5
Year |  | 2027 | 2027 | 2027 | 2027 | 2027 | 2027 | 2027 | 2027 | 2027 | 2027 | 2027 | 2027 | 2028 | 2028 | 2028 | 2028 | 2028 | 2028 | 2028 | 2028 | 2028 | 2028 | 2028 | 2028 | 2029 | 2029 | 2029 | 2029 | 2029 | 2029 | 2029 | 2029 | 2029 | 2029 | 2029 | 2029 | 2030 | 2030 | 2030 | 2030 | 2030 | 2030 | 2030 | 2030 | 2030 | 2030 | 2030 | 2030 | 2031 | 2031 | 2031 | 2031 | 2031 | 2031 | 2031 | 2031 | 2031 | 2031 | 2031 | 2031 | 2032 | 2032 | 2032 | 2032 | 2032 | 2032 | 2032 | 2032 | 2032 | 2032 | 2032 | 2032 | 2033 | 2033 | 2033 | 2033 | 2033 | 2033 | 2033 | 2033 | 2033 | 2033 | 2033 | 2033 | 2034 | 2034 | 2034 | 2034 | 2034 | 2034 | 2034 | 2034 | 2034 | 2034 | 2034 | 2034 | 2035 | 2035 | 2035 | 2035 | 2035 | 2035 | 2035 | 2035 | 2035 | 2035 | 2035 | 2035 | 2036 | 2036 | 2036 | 2036 | 2036 | 2036 | 2036 | 2036 | 2036 | 2036 | 2036 | 2036 | 2037 | 2037 | 2037 | 2037 | 2037 | 2037 | 2037 | 2037 | 2037 | 2037 | 2037 | 2037 | 2038 | 2038 | 2038 | 2038 | 2038 | 2038 | 2038 | 2038 | 2038 | 2038 | 2038 | 2038 | 2039 | 2039 | 2039 | 2039 | 2039 | 2039 | 2039 | 2039 | 2039 | 2039 | 2039 | 2039 | 2040 | 2040 | 2040 | 2040 | 2040 | 2040 | 2040 | 2040 | 2040 | 2040 | 2040 | 2040 | 2041 | 2041 | 2041 | 2041 | 2041 | 2041 | 2041 | 2041 | 2041 | 2041 | 2041 | 2041 | 2042 | 2042 | 2042 | 2042 | 2042 | 2042 | 2042 | 2042 | 2042 | 2042 | 2042 | 2042 | 2043 | 2043 | 2043 | 2043 | 2043 | 2043 | 2043 | 2043 | 2043 | 2043 | 2043 | 2043 | 2044 | 2044 | 2044 | 2044 | 2044 | 2044 | 2044 | 2044 | 2044 | 2044 | 2044 | 2044 | 2045 | 2045 | 2045 | 2045 | 2045 | 2045 | 2045 | 2045 | 2045 | 2045 | 2045 | 2045 | 2046 | 2046 | 2046 | 2046 | 2046 | 2046 | 2046 | 2046 | 2046 | 2046 | 2046 | 2046 | 2047 | 2047 | 2047 | 2047 | 2047 | 2047 | 2047 | 2047 | 2047 | 2047 | 2047 | 2047 | 2048 | 2048 | 2048 | 2048 | 2048 | 2048 | 2048 | 2048 | 2048 | 2048 | 2048 | 2048 | 2049 | 2049 | 2049 | 2049 | 2049 | 2049 | 2049 | 2049 | 2049 | 2049 | 2049 | 2049 | 2050 | 2050 | 2050 | 2050 | 2050 | 2050 | 2050 | 2050 | 2050 | 2050 | 2050 | 2050 | 2051 | 2051 | 2051 | 2051 | 2051 | 2051 | 2051 | 2051 | 2051 | 2051 | 2051 | 2051 | 2052 | 2052 | 2052 | 2052 | 2052 | 2052 | 2052 | 2052 | 2052 | 2052 | 2052 | 2052 | 2053 | 2053 | 2053 | 2053 | 2053 | 2053 | 2053 | 2053 | 2053 | 2053 | 2053 | 2053 | 2054 | 2054 | 2054 | 2054 | 2054 | 2054 | 2054 | 2054 | 2054 | 2054 | 2054 | 2054 | 2055 | 2055 | 2055 | 2055 | 2055 | 2055 | 2055 | 2055 | 2055 | 2055 | 2055 | 2055 | 2056 | 2056 | 2056 | 2056 | 2056 | 2056 | 2056 | 2056 | 2056 | 2056 | 2056 | 2056 | 2057 | 2057 | 2057 | 2057 | 2057 | 2057 | 2057 | 2057 | 2057 | 2057 | 2057 | 2057 | 2058 | 2058 | 2058 | 2058 | 2058 | 2058 | 2058 | 2058
Project Year |  | 1 | 1 | 1 | 1 | 1 | 1 | 1 | 1 | 1 | 1 | 1 | 1 | 2 | 2 | 2 | 2 | 2 | 2 | 2 | 2 | 2 | 2 | 2 | 2 | 3 | 3 | 3 | 3 | 3 | 3 | 3 | 3 | 3 | 3 | 3 | 3 | 4 | 4 | 4 | 4 | 4 | 4 | 4 | 4 | 4 | 4 | 4 | 4 | 5 | 5 | 5 | 5 | 5 | 5 | 5 | 5 | 5 | 5 | 5 | 5 | 6 | 6 | 6 | 6 | 6 | 6 | 6 | 6 | 6 | 6 | 6 | 6 | 7 | 7 | 7 | 7 | 7 | 7 | 7 | 7 | 7 | 7 | 7 | 7 | 8 | 8 | 8 | 8 | 8 | 8 | 8 | 8 | 8 | 8 | 8 | 8 | 9 | 9 | 9 | 9 | 9 | 9 | 9 | 9 | 9 | 9 | 9 | 9 | 10 | 10 | 10 | 10 | 10 | 10 | 10 | 10 | 10 | 10 | 10 | 10 | 11 | 11 | 11 | 11 | 11 | 11 | 11 | 11 | 11 | 11 | 11 | 11 | 12 | 12 | 12 | 12 | 12 | 12 | 12 | 12 | 12 | 12 | 12 | 12 | 13 | 13 | 13 | 13 | 13 | 13 | 13 | 13 | 13 | 13 | 13 | 13 | 14 | 14 | 14 | 14 | 14 | 14 | 14 | 14 | 14 | 14 | 14 | 14 | 15 | 15 | 15 | 15 | 15 | 15 | 15 | 15 | 15 | 15 | 15 | 15 | 16 | 16 | 16 | 16 | 16 | 16 | 16 | 16 | 16 | 16 | 16 | 16 | 17 | 17 | 17 | 17 | 17 | 17 | 17 | 17 | 17 | 17 | 17 | 17 | 18 | 18 | 18 | 18 | 18 | 18 | 18 | 18 | 18 | 18 | 18 | 18 | 19 | 19 | 19 | 19 | 19 | 19 | 19 | 19 | 19 | 19 | 19 | 19 | 20 | 20 | 20 | 20 | 20 | 20 | 20 | 20 | 20 | 20 | 20 | 20 | 21 | 21 | 21 | 21 | 21 | 21 | 21 | 21 | 21 | 21 | 21 | 21 | 22 | 22 | 22 | 22 | 22 | 22 | 22 | 22 | 22 | 22 | 22 | 22 | 23 | 23 | 23 | 23 | 23 | 23 | 23 | 23 | 23 | 23 | 23 | 23 | 24 | 24 | 24 | 24 | 24 | 24 | 24 | 24 | 24 | 24 | 24 | 24 | 25 | 25 | 25 | 25 | 25 | 25 | 25 | 25 | 25 | 25 | 25 | 25 | 26 | 26 | 26 | 26 | 26 | 26 | 26 | 26 | 26 | 26 | 26 | 26 | 27 | 27 | 27 | 27 | 27 | 27 | 27 | 27 | 27 | 27 | 27 | 27 | 28 | 28 | 28 | 28 | 28 | 28 | 28 | 28 | 28 | 28 | 28 | 28 | 29 | 29 | 29 | 29 | 29 | 29 | 29 | 29 | 29 | 29 | 29 | 29 | 30 | 30 | 30 | 30 | 30 | 30 | 30 | 30 | 30 | 30 | 30 | 30 | 31 | 31 | 31 | 31 | 31 | 31 | 31 | 31 | 31 | 31 | 31 | 31 | 32 | 32 | 32 | 32 | 32 | 32 | 32 | 32
Month |  | 1 | 2 | 3 | 4 | 5 | 6 | 7 | 8 | 9 | 10 | 11 | 12 | 1 | 2 | 3 | 4 | 5 | 6 | 7 | 8 | 9 | 10 | 11 | 12 | 1 | 2 | 3 | 4 | 5 | 6 | 7 | 8 | 9 | 10 | 11 | 12 | 1 | 2 | 3 | 4 | 5 | 6 | 7 | 8 | 9 | 10 | 11 | 12 | 1 | 2 | 3 | 4 | 5 | 6 | 7 | 8 | 9 | 10 | 11 | 12 | 1 | 2 | 3 | 4 | 5 | 6 | 7 | 8 | 9 | 10 | 11 | 12 | 1 | 2 | 3 | 4 | 5 | 6 | 7 | 8 | 9 | 10 | 11 | 12 | 1 | 2 | 3 | 4 | 5 | 6 | 7 | 8 | 9 | 10 | 11 | 12 | 1 | 2 | 3 | 4 | 5 | 6 | 7 | 8 | 9 | 10 | 11 | 12 | 1 | 2 | 3 | 4 | 5 | 6 | 7 | 8 | 9 | 10 | 11 | 12 | 1 | 2 | 3 | 4 | 5 | 6 | 7 | 8 | 9 | 10 | 11 | 12 | 1 | 2 | 3 | 4 | 5 | 6 | 7 | 8 | 9 | 10 | 11 | 12 | 1 | 2 | 3 | 4 | 5 | 6 | 7 | 8 | 9 | 10 | 11 | 12 | 1 | 2 | 3 | 4 | 5 | 6 | 7 | 8 | 9 | 10 | 11 | 12 | 1 | 2 | 3 | 4 | 5 | 6 | 7 | 8 | 9 | 10 | 11 | 12 | 1 | 2 | 3 | 4 | 5 | 6 | 7 | 8 | 9 | 10 | 11 | 12 | 1 | 2 | 3 | 4 | 5 | 6 | 7 | 8 | 9 | 10 | 11 | 12 | 1 | 2 | 3 | 4 | 5 | 6 | 7 | 8 | 9 | 10 | 11 | 12 | 1 | 2 | 3 | 4 | 5 | 6 | 7 | 8 | 9 | 10 | 11 | 12 | 1 | 2 | 3 | 4 | 5 | 6 | 7 | 8 | 9 | 10 | 11 | 12 | 1 | 2 | 3 | 4 | 5 | 6 | 7 | 8 | 9 | 10 | 11 | 12 | 1 | 2 | 3 | 4 | 5 | 6 | 7 | 8 | 9 | 10 | 11 | 12 | 1 | 2 | 3 | 4 | 5 | 6 | 7 | 8 | 9 | 10 | 11 | 12 | 1 | 2 | 3 | 4 | 5 | 6 | 7 | 8 | 9 | 10 | 11 | 12 | 1 | 2 | 3 | 4 | 5 | 6 | 7 | 8 | 9 | 10 | 11 | 12 | 1 | 2 | 3 | 4 | 5 | 6 | 7 | 8 | 9 | 10 | 11 | 12 | 1 | 2 | 3 | 4 | 5 | 6 | 7 | 8 | 9 | 10 | 11 | 12 | 1 | 2 | 3 | 4 | 5 | 6 | 7 | 8 | 9 | 10 | 11 | 12 | 1 | 2 | 3 | 4 | 5 | 6 | 7 | 8 | 9 | 10 | 11 | 12 | 1 | 2 | 3 | 4 | 5 | 6 | 7 | 8 | 9 | 10 | 11 | 12 | 1 | 2 | 3 | 4 | 5 | 6 | 7 | 8 | 9 | 10 | 11 | 12 | 1 | 2 | 3 | 4 | 5 | 6 | 7 | 8 | Peak
Frequency Flag |  | 1 | 1 | 1 | 1 | 1 | 1 | 1 | 1 | 1 | 1 | 1 | 1 | 1 | 1 | 1 | 1 | 1 | 1 | 1 | 1 | 1 | 1 | 1 | 1 | 1 | 1 | 1 | 1 | 1 | 1 | 1 | 1 | 1 | 1 | 1 | 1 | 1 | 1 | 1 | 1 | 1 | 1 | 1 | 1 | 1 | 1 | 1 | 1 | 1 | 1 | 1 | 1 | 1 | 1 | 1 | 1 | 1 | 1 | 1 | 1 | 1 | 1 | 1 | 1 | 1 | 1 | 1 | 1 | 1 | 1 | 1 | 1 | 1 | 1 | 1 | 1 | 1 | 1 | 1 | 1 | 1 | 1 | 1 | 1 | 0 | 0 | 0 | 0 | 0 | 0 | 0 | 0 | 0 | 0 | 0 | 0 | 0 | 0 | 0 | 0 | 0 | 0 | 0 | 0 | 0 | 0 | 0 | 0 | 0 | 0 | 0 | 0 | 0 | 0 | 0 | 0 | 0 | 0 | 0 | 0 | 0 | 0 | 0 | 0 | 0 | 0 | 0 | 0 | 0 | 0 | 0 | 0 | 0 | 0 | 0 | 0 | 0 | 0 | 0 | 0 | 0 | 0 | 0 | 0 | 0 | 0 | 0 | 0 | 0 | 0 | 0 | 0 | 0 | 0 | 0 | 0 | 0 | 0 | 0 | 0 | 0 | 0 | 0 | 0 | 0 | 0 | 0 | 0 | 0 | 0 | 0 | 0 | 0 | 0 | 0 | 0 | 0 | 0 | 0 | 0 | 0 | 0 | 0 | 0 | 0 | 0 | 0 | 0 | 0 | 0 | 0 | 0 | 0 | 0 | 0 | 0 | 0 | 0 | 0 | 0 | 0 | 0 | 0 | 0 | 0 | 0 | 0 | 0 | 0 | 0 | 0 | 0 | 0 | 0 | 0 | 0 | 0 | 0 | 0 | 0 | 0 | 0 | 0 | 0 | 0 | 0 | 0 | 0 | 0 | 0 | 0 | 0 | 0 | 0 | 0 | 0 | 0 | 0 | 0 | 0 | 0 | 0 | 0 | 0 | 0 | 0 | 0 | 0 | 0 | 0 | 0 | 0 | 0 | 0 | 0 | 0 | 0 | 0 | 0 | 0 | 0 | 0 | 0 | 0 | 0 | 0 | 0 | 0 | 0 | 0 | 0 | 0 | 0 | 0 | 0 | 0 | 0 | 0 | 0 | 0 | 0 | 0 | 0 | 0 | 0 | 0 | 0 | 0 | 0 | 0 | 0 | 0 | 0 | 0 | 0 | 0 | 0 | 0 | 0 | 0 | 0 | 0 | 0 | 0 | 0 | 0 | 0 | 0 | 0 | 0 | 0 | 0 | 0 | 0 | 0 | 0 | 0 | 0 | 0 | 0 | 0 | 0 | 0 | 0 | 0 | 0 | 0 | 0 | 0 | 0 | 0 | 0 | 0 | 0 | 0 | 0 | 0 | 0 | 0 | 0 | 0 | 0 | 0 | 0 | 0 | 0 | 0 | 0 | 0 | 0 | 0 | 0 | 0 | 0 | 0 | 0 | 0 | 0 | 0 | 0 | 0 | 0 | 0 | 0 | 0 | 0 | 0 | 0 | 0 | 0 | 0 | 0 | 0 | 0 | 0 | 0 | 0 | 0 | 0 | 0
T&D Flag |  | 0 | 0 | 0 | 0 | 0 | 0 | 0 | 0 | 0 | 0 | 0 | 0 | 0 | 0 | 0 | 0 | 0 | 0 | 0 | 0 | 0 | 0 | 0 | 0 | 0 | 0 | 0 | 0 | 0 | 0 | 0 | 0 | 0 | 0 | 0 | 0 | 0 | 0 | 0 | 0 | 0 | 0 | 0 | 0 | 0 | 0 | 0 | 0 | 0 | 0 | 0 | 0 | 0 | 0 | 0 | 0 | 0 | 0 | 0 | 0 | 0 | 0 | 0 | 0 | 0 | 0 | 0 | 0 | 0 | 0 | 0 | 0 | 1 | 1 | 1 | 1 | 1 | 1 | 1 | 1 | 1 | 1 | 1 | 1 | 1 | 1 | 1 | 1 | 1 | 1 | 1 | 1 | 1 | 1 | 1 | 1 | 0 | 0 | 0 | 0 | 0 | 0 | 0 | 0 | 0 | 0 | 0 | 0 | 0 | 0 | 0 | 0 | 0 | 0 | 0 | 0 | 0 | 0 | 0 | 0 | 0 | 0 | 0 | 0 | 0 | 0 | 0 | 0 | 0 | 0 | 0 | 0 | 0 | 0 | 0 | 0 | 0 | 0 | 0 | 0 | 0 | 0 | 0 | 0 | 0 | 0 | 0 | 0 | 0 | 0 | 0 | 0 | 0 | 0 | 0 | 0 | 0 | 0 | 0 | 0 | 0 | 0 | 0 | 0 | 0 | 0 | 0 | 0 | 0 | 0 | 0 | 0 | 0 | 0 | 0 | 0 | 0 | 0 | 0 | 0 | 0 | 0 | 0 | 0 | 0 | 0 | 0 | 0 | 0 | 0 | 0 | 0 | 0 | 0 | 0 | 0 | 0 | 0 | 0 | 0 | 0 | 0 | 0 | 0 | 0 | 0 | 0 | 0 | 0 | 0 | 0 | 0 | 0 | 0 | 0 | 0 | 0 | 0 | 0 | 0 | 0 | 0 | 0 | 0 | 0 | 0 | 0 | 0 | 0 | 0 | 0 | 0 | 0 | 0 | 0 | 0 | 0 | 0 | 0 | 0 | 0 | 0 | 0 | 0 | 0 | 0 | 0 | 0 | 0 | 0 | 0 | 0 | 0 | 0 | 0 | 0 | 0 | 0 | 0 | 0 | 0 | 0 | 0 | 0 | 0 | 0 | 0 | 0 | 0 | 0 | 0 | 0 | 0 | 0 | 0 | 0 | 0 | 0 | 0 | 0 | 0 | 0 | 0 | 0 | 0 | 0 | 0 | 0 | 0 | 0 | 0 | 0 | 0 | 0 | 0 | 0 | 0 | 0 | 0 | 0 | 0 | 0 | 0 | 0 | 0 | 0 | 0 | 0 | 0 | 0 | 0 | 0 | 0 | 0 | 0 | 0 | 0 | 0 | 0 | 0 | 0 | 0 | 0 | 0 | 0 | 0 | 0 | 0 | 0 | 0 | 0 | 0 | 0 | 0 | 0 | 0 | 0 | 0 | 0 | 0 | 0 | 0 | 0 | 0 | 0 | 0 | 0 | 0 | 0 | 0 | 0 | 0 | 0 | 0 | 0 | 0 | 0 | 0 | 0 | 0 | 0 | 0 | 0 | 0 | 0 | 0 | 0 | 0 | 0 | 0 | 0 | 0 | 0 | 0 | 0 | 0 | 0 | 0 | 0 | 0
Nominal Site Capacity - kW (0) |  | 11.5 | 11.5 | 11.5 | 11.5 | 11.5 | 11.5 | 11.5 | 11.5 | 11.5 | 11.5 | 11.5 | 11.5 | 11.5 | 11.5 | 11.5 | 11.5 | 11.5 | 11.5 | 11.5 | 11.5 | 11.5 | 11.5 | 11.5 | 11.5 | 11.5 | 11.5 | 11.5 | 11.5 | 11.5 | 11.5 | 11.5 | 11.5 | 11.5 | 11.5 | 11.5 | 11.5 | 11.5 | 11.5 | 11.5 | 11.5 | 11.5 | 11.5 | 11.5 | 11.5 | 11.5 | 11.5 | 11.5 | 11.5 | 11.5 | 11.5 | 11.5 | 11.5 | 11.5 | 11.5 | 11.5 | 11.5 | 11.5 | 11.5 | 11.5 | 11.5 | 11.5 | 11.5 | 11.5 | 11.5 | 11.5 | 11.5 | 11.5 | 11.5 | 11.5 | 11.5 | 11.5 | 11.5 | 11.5 | 11.5 | 11.5 | 11.5 | 11.5 | 11.5 | 11.5 | 11.5 | 11.5 | 11.5 | 11.5 | 11.5 | 11.5 | 11.5 | 11.5 | 11.5 | 11.5 | 11.5 | 11.5 | 11.5 | 11.5 | 11.5 | 11.5 | 11.5 | 11.5 | 11.5 | 11.5 | 11.5 | 11.5 | 11.5 | 11.5 | 11.5 | 11.5 | 11.5 | 11.5 | 11.5 | 11.5 | 11.5 | 11.5 | 11.5 | 11.5 | 11.5 | 11.5 | 11.5 | 11.5 | 11.5 | 11.5 | 11.5 | 11.385 | 11.385 | 11.385 | 11.385 | 11.385 | 11.385 | 11.385 | 11.385 | 11.385 | 11.385 | 11.385 | 11.385 | 11.27 | 11.27 | 11.27 | 11.27 | 11.27 | 11.27 | 11.27 | 11.27 | 11.27 | 11.27 | 11.27 | 11.27 | 11.155 | 11.155 | 11.155 | 11.155 | 11.155 | 11.155 | 11.155 | 11.155 | 11.155 | 11.155 | 11.155 | 11.155 | 10.81 | 10.81 | 10.81 | 10.81 | 10.81 | 10.81 | 10.81 | 10.81 | 10.81 | 10.81 | 10.81 | 10.81 | 0 | 0 | 0 | 0 | 0 | 0 | 0 | 0 | 0 | 0 | 0 | 0 | 0 | 0 | 0 | 0 | 0 | 0 | 0 | 0 | 0 | 0 | 0 | 0 | 0 | 0 | 0 | 0 | 0 | 0 | 0 | 0 | 0 | 0 | 0 | 0 | 0 | 0 | 0 | 0 | 0 | 0 | 0 | 0 | 0 | 0 | 0 | 0 | 0 | 0 | 0 | 0 | 0 | 0 | 0 | 0 | 0 | 0 | 0 | 0 | 0 | 0 | 0 | 0 | 0 | 0 | 0 | 0 | 0 | 0 | 0 | 0 | 0 | 0 | 0 | 0 | 0 | 0 | 0 | 0 | 0 | 0 | 0 | 0 | 0 | 0 | 0 | 0 | 0 | 0 | 0 | 0 | 0 | 0 | 0 | 0 | 0 | 0 | 0 | 0 | 0 | 0 | 0 | 0 | 0 | 0 | 0 | 0 | 0 | 0 | 0 | 0 | 0 | 0 | 0 | 0 | 0 | 0 | 0 | 0 | 0 | 0 | 0 | 0 | 0 | 0 | 0 | 0 | 0 | 0 | 0 | 0 | 0 | 0 | 0 | 0 | 0 | 0 | 0 | 0 | 0 | 0 | 0 | 0 | 0 | 0 | 0 | 0 | 0 | 0 | 0 | 0 | 0 | 0 | 0 | 0 | 0 | 0 | 0 | 0 | 0 | 0 | 0 | 0 | 0 | 0 | 0 | 0 | 0 | 0 | 0 | 0 | 0 | 0 | 0 | 0 | 0 | 0 | 0 | 0 | 0 | 0 | 0 | 0 | 0 | 0 | 0 | 0 | 0 | 0 | 0 | 0 | 0 | 0 | 0 | 0 | 0 | 0 | 0 | 0 | 0 | 0 | 0 | 0 | 0 | 0 | 0 | 0 | 0 | 0 | 0 | 0
Capacity Volume (1) |  | 0 | 0 | 0 | 0 | 0 | 0 | 0 | 10.8 | 0 | 0 | 0 | 0 | 0 | 0 | 0 | 0 | 0 | 0 | 0 | 10.8 | 0 | 0 | 0 | 0 | 0 | 0 | 0 | 0 | 0 | 0 | 0 | 10.7 | 0 | 0 | 0 | 0 | 0 | 0 | 0 | 0 | 0 | 0 | 0 | 10.7 | 0 | 0 | 0 | 0 | 0 | 0 | 0 | 0 | 0 | 0 | 0 | 10.7 | 0 | 0 | 0 | 0 | 0 | 0 | 0 | 0 | 0 | 0 | 0 | 10.7 | 0 | 0 | 0 | 0 | 0 | 0 | 0 | 0 | 0 | 0 | 0 | 10.6 | 0 | 0 | 0 | 0 | 0 | 0 | 0 | 0 | 0 | 0 | 0 | 10.6 | 0 | 0 | 0 | 0 | 0 | 0 | 0 | 0 | 0 | 0 | 0 | 10.5 | 0 | 0 | 0 | 0 | 0 | 0 | 0 | 0 | 0 | 0 | 0 | 10.5 | 0 | 0 | 0 | 0 | 0 | 0 | 0 | 0 | 0 | 0 | 0 | 10.3 | 0 | 0 | 0 | 0 | 0 | 0 | 0 | 0 | 0 | 0 | 0 | 10.2 | 0 | 0 | 0 | 0 | 0 | 0 | 0 | 0 | 0 | 0 | 0 | 10.1 | 0 | 0 | 0 | 0 | 0 | 0 | 0 | 0 | 0 | 0 | 0 | 9.7 | 0 | 0 | 0 | 0 | 0 | 0 | 0 | 0 | 0 | 0 | 0 | 0 | 0 | 0 | 0 | 0 | 0 | 0 | 0 | 0 | 0 | 0 | 0 | 0 | 0 | 0 | 0 | 0 | 0 | 0 | 0 | 0 | 0 | 0 | 0 | 0 | 0 | 0 | 0 | 0 | 0 | 0 | 0 | 0 | 0 | 0 | 0 | 0 | 0 | 0 | 0 | 0 | 0 | 0 | 0 | 0 | 0 | 0 | 0 | 0 | 0 | 0 | 0 | 0 | 0 | 0 | 0 | 0 | 0 | 0 | 0 | 0 | 0 | 0 | 0 | 0 | 0 | 0 | 0 | 0 | 0 | 0 | 0 | 0 | 0 | 0 | 0 | 0 | 0 | 0 | 0 | 0 | 0 | 0 | 0 | 0 | 0 | 0 | 0 | 0 | 0 | 0 | 0 | 0 | 0 | 0 | 0 | 0 | 0 | 0 | 0 | 0 | 0 | 0 | 0 | 0 | 0 | 0 | 0 | 0 | 0 | 0 | 0 | 0 | 0 | 0 | 0 | 0 | 0 | 0 | 0 | 0 | 0 | 0 | 0 | 0 | 0 | 0 | 0 | 0 | 0 | 0 | 0 | 0 | 0 | 0 | 0 | 0 | 0 | 0 | 0 | 0 | 0 | 0 | 0 | 0 | 0 | 0 | 0 | 0 | 0 | 0 | 0 | 0 | 0 | 0 | 0 | 0 | 0 | 0 | 0 | 0 | 0 | 0 | 0 | 0 | 0 | 0 | 0 | 0 | 0 | 0 | 0 | 0 | 0 | 0 | 0 | 0 | 0 | 0 | 0 | 0 | 0 | 0 | 0 | 0 | 0 | 0 | 0 | 0 | 0 | 0 | 0 | 0 | 0 | 0 | 0 | 0 | 0 | 0 | 0 | 0 | 0 | 0 | 0 | 0
RNS Volume (1) |  | 10.8 | 10.8 | 10.8 | 10.8 | 10.8 | 10.8 | 10.8 | 10.8 | 10.8 | 10.8 | 10.8 | 10.8 | 10.8 | 10.8 | 10.8 | 10.8 | 10.8 | 10.8 | 10.8 | 10.8 | 10.8 | 10.8 | 10.8 | 10.8 | 10.7 | 10.7 | 10.7 | 10.7 | 10.7 | 10.7 | 10.7 | 10.7 | 10.7 | 10.7 | 10.7 | 10.7 | 10.7 | 10.7 | 10.7 | 10.7 | 10.7 | 10.7 | 10.7 | 10.7 | 10.7 | 10.7 | 10.7 | 10.7 | 10.7 | 10.7 | 10.7 | 10.7 | 10.7 | 10.7 | 10.7 | 10.7 | 10.7 | 10.7 | 10.7 | 10.7 | 10.7 | 10.7 | 10.7 | 10.7 | 10.7 | 10.7 | 10.7 | 10.7 | 10.7 | 10.7 | 10.7 | 10.7 | 10.6 | 10.6 | 10.6 | 10.6 | 10.6 | 10.6 | 10.6 | 10.6 | 10.6 | 10.6 | 10.6 | 10.6 | 10.6 | 10.6 | 10.6 | 10.6 | 10.6 | 10.6 | 10.6 | 10.6 | 10.6 | 10.6 | 10.6 | 10.6 | 10.5 | 10.5 | 10.5 | 10.5 | 10.5 | 10.5 | 10.5 | 10.5 | 10.5 | 10.5 | 10.5 | 10.5 | 10.5 | 10.5 | 10.5 | 10.5 | 10.5 | 10.5 | 10.5 | 10.5 | 10.5 | 10.5 | 10.5 | 10.5 | 10.3 | 10.3 | 10.3 | 10.3 | 10.3 | 10.3 | 10.3 | 10.3 | 10.3 | 10.3 | 10.3 | 10.3 | 10.2 | 10.2 | 10.2 | 10.2 | 10.2 | 10.2 | 10.2 | 10.2 | 10.2 | 10.2 | 10.2 | 10.2 | 10.1 | 10.1 | 10.1 | 10.1 | 10.1 | 10.1 | 10.1 | 10.1 | 10.1 | 10.1 | 10.1 | 10.1 | 9.7 | 9.7 | 9.7 | 9.7 | 9.7 | 9.7 | 9.7 | 9.7 | 9.7 | 9.7 | 9.7 | 9.7 | 0 | 0 | 0 | 0 | 0 | 0 | 0 | 0 | 0 | 0 | 0 | 0 | 0 | 0 | 0 | 0 | 0 | 0 | 0 | 0 | 0 | 0 | 0 | 0 | 0 | 0 | 0 | 0 | 0 | 0 | 0 | 0 | 0 | 0 | 0 | 0 | 0 | 0 | 0 | 0 | 0 | 0 | 0 | 0 | 0 | 0 | 0 | 0 | 0 | 0 | 0 | 0 | 0 | 0 | 0 | 0 | 0 | 0 | 0 | 0 | 0 | 0 | 0 | 0 | 0 | 0 | 0 | 0 | 0 | 0 | 0 | 0 | 0 | 0 | 0 | 0 | 0 | 0 | 0 | 0 | 0 | 0 | 0 | 0 | 0 | 0 | 0 | 0 | 0 | 0 | 0 | 0 | 0 | 0 | 0 | 0 | 0 | 0 | 0 | 0 | 0 | 0 | 0 | 0 | 0 | 0 | 0 | 0 | 0 | 0 | 0 | 0 | 0 | 0 | 0 | 0 | 0 | 0 | 0 | 0 | 0 | 0 | 0 | 0 | 0 | 0 | 0 | 0 | 0 | 0 | 0 | 0 | 0 | 0 | 0 | 0 | 0 | 0 | 0 | 0 | 0 | 0 | 0 | 0 | 0 | 0 | 0 | 0 | 0 | 0 | 0 | 0 | 0 | 0 | 0 | 0 | 0 | 0 | 0 | 0 | 0 | 0 | 0 | 0 | 0 | 0 | 0 | 0 | 0 | 0 | 0 | 0 | 0 | 0 | 0 | 0 | 0 | 0 | 0 | 0 | 0 | 0 | 0 | 0 | 0 | 0 | 0 | 0 | 0 | 0 | 0 | 0 | 0 | 0 | 0 | 0 | 0 | 0 | 0 | 0 | 0 | 0 | 0 | 0 | 0 | 0 | 0 | 0 | 0 | 0 | 0 | 0
Reserve Margin |  | 35% | 35% | 35% | 35% | 35% | 35% | 35% | 35% | 35% | 35% | 35% | 35% | 35% | 35% | 35% | 35% | 35% | 35% | 35% | 35% | 35% | 35% | 35% | 35% | 35% | 35% | 35% | 35% | 35% | 35% | 35% | 35% | 35% | 35% | 35% | 35% | 35% | 35% | 35% | 35% | 35% | 35% | 35% | 35% | 35% | 35% | 35% | 35% | 35% | 35% | 35% | 35% | 35% | 35% | 35% | 35% | 35% | 35% | 35% | 35% | 35% | 35% | 35% | 35% | 35% | 35% | 35% | 35% | 35% | 35% | 35% | 35% | 35% | 35% | 35% | 35% | 35% | 35% | 35% | 35% | 35% | 35% | 35% | 35% | 35% | 35% | 35% | 35% | 35% | 35% | 35% | 35% | 35% | 35% | 35% | 35% | 35% | 35% | 35% | 35% | 35% | 35% | 35% | 35% | 35% | 35% | 35% | 35% | 35% | 35% | 35% | 35% | 35% | 35% | 35% | 35% | 35% | 35% | 35% | 35% | 35% | 35% | 35% | 35% | 35% | 35% | 35% | 35% | 35% | 35% | 35% | 35% | 35% | 35% | 35% | 35% | 35% | 35% | 35% | 35% | 35% | 35% | 35% | 35% | 35% | 35% | 35% | 35% | 35% | 35% | 35% | 35% | 35% | 35% | 35% | 35% | 35% | 35% | 35% | 35% | 35% | 35% | 35% | 35% | 35% | 35% | 35% | 35% | 35% | 35% | 35% | 35% | 35% | 35% | 35% | 35% | 35% | 35% | 35% | 35% | 35% | 35% | 35% | 35% | 35% | 35% | 35% | 35% | 35% | 35% | 35% | 35% | 35% | 35% | 35% | 35% | 35% | 35% | 35% | 35% | 35% | 35% | 35% | 35% | 35% | 35% | 35% | 35% | 35% | 35% | 35% | 35% | 35% | 35% | 35% | 35% | 35% | 35% | 35% | 35% | 35% | 35% | 35% | 35% | 35% | 35% | 35% | 35% | 35% | 35% | 35% | 35% | 35% | 35% | 35% | 35% | 35% | 35% | 35% | 35% | 35% | 35% | 35% | 35% | 35% | 35% | 35% | 35% | 35% | 35% | 35% | 35% | 35% | 35% | 35% | 35% | 35% | 35% | 35% | 35% | 35% | 35% | 35% | 35% | 35% | 35% | 35% | 35% | 35% | 35% | 35% | 35% | 35% | 35% | 35% | 35% | 35% | 35% | 35% | 35% | 35% | 35% | 35% | 35% | 35% | 35% | 35% | 35% | 35% | 35% | 35% | 35% | 35% | 35% | 35% | 35% | 35% | 35% | 35% | 35% | 35% | 35% | 35% | 35% | 35% | 35% | 35% | 35% | 35% | 35% | 35% | 35% | 35% | 35% | 35% | 35% | 35% | 35% | 35% | 35% | 35% | 35% | 35% | 35% | 35% | 35% | 35% | 35% | 35% | 35% | 35% | 35% | 35% | 35% | 35% | 35% | 35% | 35% | 35% | 35% | 35% | 35% | 35% | 35% | 35% | 35% | 35% | 35% | 35% | 35% | 35% | 35% | 35% | 35% | 35% | 35% | 35% | 35% | 35% | 35% | 35% | 35% | 35% | 35% | 35% | 35% | 35% | 35% | 35% | 35% | 35% | 35% | 35% | 35% | 35% | 35% | 35% | 35% | 35% | 35%
Marginal Losses | bar: 1 to 8
[382 empty] | Month | Year | Beginning | Ending | Volume
Adjusted Capacity Volume (2) |  | 0 | 0 | 0 | 0 | 0 | 10.419 | 10.419 | 10.419 | 10.419 | 10.419 | 10.419 | 10.419 | 9.898 | 9.898 | 9.898 | 9.898 | 9.898 | 9.898 | 9.898 | 9.898 | 9.898 | 9.898 | 9.898 | 9.898 | 9.403 | 9.403 | 9.403 | 9.403 | 9.403 | 9.316 | 9.316 | 9.316 | 9.316 | 9.316 | 9.316 | 9.316 | 8.85 | 8.85 | 8.85 | 8.85 | 8.85 | 8.85 | 8.85 | 8.85 | 8.85 | 8.85 | 8.85 | 8.85 | 8.408 | 8.408 | 8.408 | 8.408 | 8.408 | 8.408 | 8.408 | 8.408 | 8.408 | 8.408 | 8.408 | 8.408 | 7.987 | 7.987 | 7.987 | 7.987 | 7.987 | 7.987 | 7.987 | 7.987 | 7.987 | 7.987 | 7.987 | 7.987 | 7.588 | 7.588 | 7.588 | 7.588 | 7.588 | 7.517 | 7.517 | 7.517 | 7.517 | 7.517 | 7.517 | 7.517 | 7.141 | 7.141 | 7.141 | 7.141 | 7.141 | 7.141 | 7.141 | 7.141 | 7.141 | 7.141 | 7.141 | 7.141 | 6.784 | 6.784 | 6.784 | 6.784 | 6.784 | 6.72 | 6.72 | 6.72 | 6.72 | 6.72 | 6.72 | 6.72 | 6.384 | 6.384 | 6.384 | 6.384 | 6.384 | 6.384 | 6.384 | 6.384 | 6.384 | 6.384 | 6.384 | 6.384 | 6.065 | 6.065 | 6.065 | 6.065 | 6.065 | 5.949 | 5.949 | 5.949 | 5.949 | 5.949 | 5.949 | 5.949 | 5.652 | 5.652 | 5.652 | 5.652 | 5.652 | 5.597 | 5.597 | 5.597 | 5.597 | 5.597 | 5.597 | 5.597 | 5.317 | 5.317 | 5.317 | 5.317 | 5.317 | 5.265 | 5.265 | 5.265 | 5.265 | 5.265 | 5.265 | 5.265 | 5.002 | 5.002 | 5.002 | 5.002 | 5.002 | 4.804 | 4.804 | 4.804 | 4.804 | 4.804 | 4.804 | 4.804 | 4.564 | 4.564 | 4.564 | 4.564 | 4.564 | 0 | 0 | 0 | 0 | 0 | 0 | 0 | 0 | 0 | 0 | 0 | 0 | 0 | 0 | 0 | 0 | 0 | 0 | 0 | 0 | 0 | 0 | 0 | 0 | 0 | 0 | 0 | 0 | 0 | 0 | 0 | 0 | 0 | 0 | 0 | 0 | 0 | 0 | 0 | 0 | 0 | 0 | 0 | 0 | 0 | 0 | 0 | 0 | 0 | 0 | 0 | 0 | 0 | 0 | 0 | 0 | 0 | 0 | 0 | 0 | 0 | 0 | 0 | 0 | 0 | 0 | 0 | 0 | 0 | 0 | 0 | 0 | 0 | 0 | 0 | 0 | 0 | 0 | 0 | 0 | 0 | 0 | 0 | 0 | 0 | 0 | 0 | 0 | 0 | 0 | 0 | 0 | 0 | 0 | 0 | 0 | 0 | 0 | 0 | 0 | 0 | 0 | 0 | 0 | 0 | 0 | 0 | 0 | 0 | 0 | 0 | 0 | 0 | 0 | 0 | 0 | 0 | 0 | 0 | 0 | 0 | 0 | 0 | 0 | 0 | 0 | 0 | 0 | 0 | 0 | 0 | 0 | 0 | 0 | 0 | 0 | 0 | 0 | 0 | 0 | 0 | 0 | 0 | 0 | 0 | 0 | 0 | 0 | 0 | 0 | 0 | 0 | 0 | 0 | 0 | 0 | 0 | 0 | 0 | 0 | 0 | 0 | 0 | 0 | 0 | 0 | 0 | 0 | 0 | 0 | 0 | 0 | 0 | 0 | 0 | 0 | 0 | 0 | 0 | 0 | 0 | 0 | 0 | 0 | 0 | 0 | 0 | 0 | 0 | 0 | 0 | 0 | 0 | 0 | 0 | 0 | 0 | 0 | 0 | [8 empty] | 8 | 2025 | 2025-06-01 | 2026-05-31 | 0
Adjusted RNS Volume (2) |  | 0 | 6.398 | 6.398 | 6.398 | 6.398 | 6.398 | 6.398 | 6.398 | 6.398 | 6.398 | 6.398 | 6.398 | 6.046 | 6.046 | 6.046 | 6.046 | 6.046 | 6.046 | 6.046 | 6.046 | 6.046 | 6.046 | 6.046 | 6.046 | 5.714 | 5.661 | 5.661 | 5.661 | 5.661 | 5.661 | 5.661 | 5.661 | 5.661 | 5.661 | 5.661 | 5.661 | 5.35 | 5.35 | 5.35 | 5.35 | 5.35 | 5.35 | 5.35 | 5.35 | 5.35 | 5.35 | 5.35 | 5.35 | 5.055 | 5.055 | 5.055 | 5.055 | 5.055 | 5.055 | 5.055 | 5.055 | 5.055 | 5.055 | 5.055 | 5.055 | 4.777 | 4.777 | 4.777 | 4.777 | 4.777 | 4.777 | 4.777 | 4.777 | 4.777 | 4.777 | 4.777 | 4.777 | 4.515 | 4.472 | 4.472 | 4.472 | 4.472 | 4.472 | 4.472 | 4.472 | 4.472 | 4.472 | 4.472 | 4.472 | 4.226 | 4.226 | 4.226 | 4.226 | 4.226 | 4.226 | 4.226 | 4.226 | 4.226 | 4.226 | 4.226 | 4.226 | 3.994 | 3.956 | 3.956 | 3.956 | 3.956 | 3.956 | 3.956 | 3.956 | 3.956 | 3.956 | 3.956 | 3.956 | 3.739 | 3.739 | 3.739 | 3.739 | 3.739 | 3.739 | 3.739 | 3.739 | 3.739 | 3.739 | 3.739 | 3.739 | 3.533 | 3.466 | 3.466 | 3.466 | 3.466 | 3.466 | 3.466 | 3.466 | 3.466 | 3.466 | 3.466 | 3.466 | 3.275 | 3.243 | 3.243 | 3.243 | 3.243 | 3.243 | 3.243 | 3.243 | 3.243 | 3.243 | 3.243 | 3.243 | 3.065 | 3.035 | 3.035 | 3.035 | 3.035 | 3.035 | 3.035 | 3.035 | 3.035 | 3.035 | 3.035 | 3.035 | 2.868 | 2.754 | 2.754 | 2.754 | 2.754 | 2.754 | 2.754 | 2.754 | 2.754 | 2.754 | 2.754 | 2.754 | 2.603 | 0 | 0 | 0 | 0 | 0 | 0 | 0 | 0 | 0 | 0 | 0 | 0 | 0 | 0 | 0 | 0 | 0 | 0 | 0 | 0 | 0 | 0 | 0 | 0 | 0 | 0 | 0 | 0 | 0 | 0 | 0 | 0 | 0 | 0 | 0 | 0 | 0 | 0 | 0 | 0 | 0 | 0 | 0 | 0 | 0 | 0 | 0 | 0 | 0 | 0 | 0 | 0 | 0 | 0 | 0 | 0 | 0 | 0 | 0 | 0 | 0 | 0 | 0 | 0 | 0 | 0 | 0 | 0 | 0 | 0 | 0 | 0 | 0 | 0 | 0 | 0 | 0 | 0 | 0 | 0 | 0 | 0 | 0 | 0 | 0 | 0 | 0 | 0 | 0 | 0 | 0 | 0 | 0 | 0 | 0 | 0 | 0 | 0 | 0 | 0 | 0 | 0 | 0 | 0 | 0 | 0 | 0 | 0 | 0 | 0 | 0 | 0 | 0 | 0 | 0 | 0 | 0 | 0 | 0 | 0 | 0 | 0 | 0 | 0 | 0 | 0 | 0 | 0 | 0 | 0 | 0 | 0 | 0 | 0 | 0 | 0 | 0 | 0 | 0 | 0 | 0 | 0 | 0 | 0 | 0 | 0 | 0 | 0 | 0 | 0 | 0 | 0 | 0 | 0 | 0 | 0 | 0 | 0 | 0 | 0 | 0 | 0 | 0 | 0 | 0 | 0 | 0 | 0 | 0 | 0 | 0 | 0 | 0 | 0 | 0 | 0 | 0 | 0 | 0 | 0 | 0 | 0 | 0 | 0 | 0 | 0 | 0 | 0 | 0 | 0 | 0 | 0 | 0 | 0 | 0 | 0 | 0 | 0 | 0 | 0 | 0 | 0 | 0 | [8 empty] | 8 | 2026 | 2026-06-01 | 2027-05-31 | 0
[382 empty] | 8 | 2027 | 2027-06-01 | 2028-05-31 | 10.8
RNS Price - $/kW-month |  | 19.3678 | 19.4123 | 19.4123 | 19.4123 | 19.4123 | 19.4123 | 19.4123 | 19.4123 | 19.4123 | 19.4123 | 19.4123 | 19.4123 | 20.3723 | 20.4178 | 20.4178 | 20.4178 | 20.4178 | 20.4178 | 20.4178 | 20.4178 | 20.4178 | 20.4178 | 20.4178 | 20.4178 | 21.2878 | 21.3341 | 21.3341 | 21.3341 | 21.3341 | 21.3341 | 21.3341 | 21.3341 | 21.3341 | 21.3341 | 21.3341 | 21.3341 | 21.8041 | 21.8514 | 21.8514 | 21.8514 | 21.8514 | 21.8514 | 21.8514 | 21.8514 | 21.8514 | 21.8514 | 21.8514 | 21.8514 | 22.1514 | 22.1996 | 22.1996 | 22.1996 | 22.1996 | 22.1996 | 22.1996 | 22.1996 | 22.1996 | 22.1996 | 22.1996 | 22.1996 | 22.4896 | 22.5388 | 22.5388 | 22.5388 | 22.5388 | 22.5388 | 22.5388 | 22.5388 | 22.5388 | 22.5388 | 22.5388 | 22.5388 | 22.8388 | 22.889 | 22.889 | 22.889 | 22.889 | 22.889 | 22.889 | 22.889 | 22.889 | 22.889 | 22.889 | 22.889 | 23.199 | 23.2502 | 23.2502 | 23.2502 | 23.2502 | 23.2502 | 23.2502 | 23.2502 | 23.2502 | 23.2502 | 23.2502 | 23.2502 | 23.5602 | 23.6124 | 23.6124 | 23.6124 | 23.6124 | 23.6124 | 23.6124 | 23.6124 | 23.6124 | 23.6124 | 23.6124 | 23.6124 | 23.9224 | 23.9756 | 23.9756 | 23.9756 | 23.9756 | 23.9756 | 23.9756 | 23.9756 | 23.9756 | 23.9756 | 23.9756 | 23.9756 | 24.2956 | 24.3499 | 24.3499 | 24.3499 | 24.3499 | 24.3499 | 24.3499 | 24.3499 | 24.3499 | 24.3499 | 24.3499 | 24.3499 | 24.6699 | 24.7253 | 24.7253 | 24.7253 | 24.7253 | 24.7253 | 24.7253 | 24.7253 | 24.7253 | 24.7253 | 24.7253 | 24.7253 | 25.0553 | 25.1118 | 25.1118 | 25.1118 | 25.1118 | 25.1118 | 25.1118 | 25.1118 | 25.1118 | 25.1118 | 25.1118 | 25.1118 | 25.4418 | 25.4995 | 25.4995 | 25.4995 | 25.4995 | 25.4995 | 25.4995 | 25.4995 | 25.4995 | 25.4995 | 25.4995 | 25.4995 | 25.8395 | 25.8983 | 25.8983 | 25.8983 | 25.8983 | 25.8983 | 25.8983 | 25.8983 | 25.8983 | 25.8983 | 25.8983 | 25.8983 | 26.2483 | 26.3082 | 26.3082 | 26.3082 | 26.3082 | 26.3082 | 26.3082 | 26.3082 | 26.3082 | 26.3082 | 26.3082 | 26.3082 | 26.6582 | 26.7194 | 26.7194 | 26.7194 | 26.7194 | 26.7194 | 26.7194 | 26.7194 | 26.7194 | 26.7194 | 26.7194 | 26.7194 | 27.0694 | 27.1318 | 27.1318 | 27.1318 | 27.1318 | 27.1318 | 27.1318 | 27.1318 | 27.1318 | 27.1318 | 27.1318 | 27.1318 | 27.4918 | 27.5554 | 27.5554 | 27.5554 | 27.5554 | 27.5554 | 27.5554 | 27.5554 | 27.5554 | 27.5554 | 27.5554 | 27.5554 | 27.9154 | 27.9803 | 27.9803 | 27.9803 | 27.9803 | 27.9803 | 27.9803 | 27.9803 | 27.9803 | 27.9803 | 27.9803 | 27.9803 | 28.3503 | 28.4165 | 28.4165 | 28.4165 | 28.4165 | 28.4165 | 28.4165 | 28.4165 | 28.4165 | 28.4165 | 28.4165 | 28.4165 | 28.7965 | 28.8641 | 28.8641 | 28.8641 | 28.8641 | 28.8641 | 28.8641 | 28.8641 | 28.8641 | 28.8641 | 28.8641 | 28.8641 | 29.2441 | 29.3129 | 29.3129 | 29.3129 | 29.3129 | 29.3129 | 29.3129 | 29.3129 | 29.3129 | 29.3129 | 29.3129 | 29.3129 | 29.7029 | 29.7732 | 29.7732 | 29.7732 | 29.7732 | 29.7732 | 29.7732 | 29.7732 | 29.7732 | 29.7732 | 29.7732 | 29.7732 | 30.1632 | 30.2349 | 30.2349 | 30.2349 | 30.2349 | 30.2349 | 30.2349 | 30.2349 | 30.2349 | 30.2349 | 30.2349 | 30.2349 | 30.6349 | 30.708 | 30.708 | 30.708 | 30.708 | 30.708 | 30.708 | 30.708 | 30.708 | 30.708 | 30.708 | 30.708 | 31.108 | 31.1825 | 31.1825 | 31.1825 | 31.1825 | 31.1825 | 31.1825 | 31.1825 | 31.1825 | 31.1825 | 31.1825 | 31.1825 | 31.5925 | 31.6686 | 31.6686 | 31.6686 | 31.6686 | 31.6686 | 31.6686 | 31.6686 | 31.6686 | 31.6686 | 31.6686 | 31.6686 | 32.0886 | 32.1661 | 32.1661 | 32.1661 | 32.1661 | 32.1661 | 32.1661 | 32.1661 | 32.1661 | 32.1661 | 32.1661 | 32.1661 | 32.5861 | 32.6653 | 32.6653 | 32.6653 | 32.6653 | 32.6653 | 32.6653 | 32.6653 | 32.6653 | 32.6653 | 0 | 0 | 0 | 0 | 0 | 0 | 0 | 0 | 0 | 0 | 0 | 0 | 0 | 0 | 0 | 0 | 0 | 0 | 0 | 0 | 0 | 0 | 8 | 2028 | 2028-06-01 | 2029-05-31 | 10.8
Capacity Price - $/kW-month |  | 2.59 | 2.59 | 2.59 | 2.59 | 2.59 | 3.58 | 3.58 | 3.58 | 3.58 | 3.58 | 3.58 | 3.58 | 3.58 | 3.58 | 3.58 | 3.58 | 3.58 | 4.11 | 4.11 | 4.11 | 4.11 | 4.11 | 4.11 | 4.11 | 4.11 | 4.11 | 4.11 | 4.11 | 4.11 | 4.8 | 4.8 | 4.8 | 4.8 | 4.8 | 4.8 | 4.8 | 4.8 | 4.8 | 4.8 | 4.8 | 4.8 | 4.03 | 4.03 | 4.03 | 4.03 | 4.03 | 4.03 | 4.03 | 4.03 | 4.03 | 4.03 | 4.03 | 4.03 | 4.15 | 4.15 | 4.15 | 4.15 | 4.15 | 4.15 | 4.15 | 4.15 | 4.15 | 4.15 | 4.15 | 4.15 | 4.2 | 4.2 | 4.2 | 4.2 | 4.2 | 4.2 | 4.2 | 4.2 | 4.2 | 4.2 | 4.2 | 4.2 | 4.31 | 4.31 | 4.31 | 4.31 | 4.31 | 4.31 | 4.31 | 4.31 | 4.31 | 4.31 | 4.31 | 4.31 | 4.9 | 4.9 | 4.9 | 4.9 | 4.9 | 4.9 | 4.9 | 4.9 | 4.9 | 4.9 | 4.9 | 4.9 | 5.61 | 5.61 | 5.61 | 5.61 | 5.61 | 5.61 | 5.61 | 5.61 | 5.61 | 5.61 | 5.61 | 5.61 | 5.79 | 5.79 | 5.79 | 5.79 | 5.79 | 5.79 | 5.79 | 5.79 | 5.79 | 5.79 | 5.79 | 5.79 | 6.81 | 6.81 | 6.81 | 6.81 | 6.81 | 6.81 | 6.81 | 6.81 | 6.81 | 6.81 | 6.81 | 6.81 | 8 | 8 | 8 | 8 | 8 | 8 | 8 | 8 | 8 | 8 | 8 | 8 | 9.75 | 9.75 | 9.75 | 9.75 | 9.75 | 9.75 | 9.75 | 9.75 | 9.75 | 9.75 | 9.75 | 9.75 | 9.9645 | 9.9645 | 9.9645 | 9.9645 | 9.9645 | 9.9645 | 9.9645 | 9.9645 | 9.9645 | 9.9645 | 9.9645 | 9.9645 | 10.1837 | 10.1837 | 10.1837 | 10.1837 | 10.1837 | 10.1837 | 10.1837 | 10.1837 | 10.1837 | 10.1837 | 10.1837 | 10.1837 | 10.4078 | 10.4078 | 10.4078 | 10.4078 | 10.4078 | 10.4078 | 10.4078 | 10.4078 | 10.4078 | 10.4078 | 10.4078 | 10.4078 | 10.6367 | 10.6367 | 10.6367 | 10.6367 | 10.6367 | 10.6367 | 10.6367 | 10.6367 | 10.6367 | 10.6367 | 10.6367 | 10.6367 | 10.8707 | 10.8707 | 10.8707 | 10.8707 | 10.8707 | 10.8707 | 10.8707 | 10.8707 | 10.8707 | 10.8707 | 10.8707 | 10.8707 | 11.1099 | 11.1099 | 11.1099 | 11.1099 | 11.1099 | 11.1099 | 11.1099 | 11.1099 | 11.1099 | 11.1099 | 11.1099 | 11.1099 | 11.3543 | 11.3543 | 11.3543 | 11.3543 | 11.3543 | 11.3543 | 11.3543 | 11.3543 | 11.3543 | 11.3543 | 11.3543 | 11.3543 | 11.6041 | 11.6041 | 11.6041 | 11.6041 | 11.6041 | 11.6041 | 11.6041 | 11.6041 | 11.6041 | 11.6041 | 11.6041 | 11.6041 | 11.8594 | 11.8594 | 11.8594 | 11.8594 | 11.8594 | 11.8594 | 11.8594 | 11.8594 | 11.8594 | 11.8594 | 11.8594 | 11.8594 | 12.1203 | 12.1203 | 12.1203 | 12.1203 | 12.1203 | 12.1203 | 12.1203 | 12.1203 | 12.1203 | 12.1203 | 12.1203 | 12.1203 | 12.387 | 12.387 | 12.387 | 12.387 | 12.387 | 12.387 | 12.387 | 12.387 | 12.387 | 12.387 | 12.387 | 12.387 | 12.6595 | 12.6595 | 12.6595 | 12.6595 | 12.6595 | 12.6595 | 12.6595 | 12.6595 | 12.6595 | 12.6595 | 12.6595 | 12.6595 | 12.938 | 12.938 | 12.938 | 12.938 | 12.938 | 12.938 | 12.938 | 12.938 | 12.938 | 12.938 | 12.938 | 12.938 | 13.2226 | 13.2226 | 13.2226 | 13.2226 | 13.2226 | 13.2226 | 13.2226 | 13.2226 | 13.2226 | 13.2226 | 13.2226 | 13.2226 | 13.5135 | 13.5135 | 13.5135 | 13.5135 | 13.5135 | 13.5135 | 13.5135 | 13.5135 | 13.5135 | 13.5135 | 13.5135 | 13.5135 | 13.8108 | 13.8108 | 13.8108 | 13.8108 | 13.8108 | 13.8108 | 13.8108 | 13.8108 | 13.8108 | 13.8108 | 13.8108 | 13.8108 | 14.1146 | 14.1146 | 14.1146 | 14.1146 | 14.1146 | 14.1146 | 14.1146 | 14.1146 | 14.1146 | 14.1146 | 14.1146 | 14.1146 | 0 | 0 | 0 | 0 | 0 | 0 | 0 | 0 | 0 | 0 | 0 | 0 | 0 | 0 | 0 | 8 | 2029 | 2029-06-01 | 2030-05-31 | 10.7
[382 empty] | 8 | 2030 | 2030-06-01 | 2031-05-31 | 10.7
Revenues | [381 empty] | 8 | 2031 | 2031-06-01 | 2032-05-31 | 10.7
Energy |  | 10.5598 | 10.6294 | 11.8295 | 12.788 | 12.8475 | 13.7797 | 15.1191 | 15.4031 | 13.6163 | 12.9814 | 11.9988 | 11.8783 | 10.4989 | 11.1579 | 12.2321 | 13.3835 | 13.818 | 14.1609 | 15.6289 | 15.9664 | 13.8903 | 13.9734 | 12.9452 | 12.2353 | 13.8115 | 14.0542 | 12.3668 | 12.7361 | 12.8631 | 13.0382 | 13.7087 | 12.8526 | 12.8013 | 12.7041 | 12.4081 | 12.2224 | 13.9202 | 13.9334 | 12.6848 | 13.0471 | 13.0707 | 13.2106 | 13.8923 | 13.1621 | 13.0134 | 13.0604 | 12.7675 | 12.3449 | 14.2824 | 14.3217 | 12.9286 | 13.2259 | 13.3981 | 13.5595 | 14.0705 | 13.3961 | 13.2109 | 13.4155 | 12.808 | 13.3859 | 14.9045 | 14.3094 | 13.225 | 13.505 | 13.5941 | 13.8263 | 14.2567 | 13.8103 | 13.6244 | 13.7426 | 13.1324 | 13.5835 | 15.2462 | 15.3805 | 13.3941 | 13.7551 | 13.7708 | 13.7948 | 14.3386 | 14.1057 | 13.6675 | 14.0093 | 13.1124 | 14.9658 | 15.7406 | 15.4322 | 13.6816 | 13.9885 | 13.9143 | 14.0177 | 14.5132 | 14.5128 | 13.8412 | 14.372 | 13.6006 | 14.3391 | 15.9024 | 15.591 | 13.8238 | 14.1336 | 14.0587 | 14.1631 | 14.6633 | 14.6629 | 13.9849 | 14.5207 | 13.742 | 14.4875 | 16.2204 | 15.9029 | 14.1003 | 14.4163 | 14.3399 | 14.4464 | 14.9566 | 14.9561 | 14.2646 | 14.8111 | 14.0169 | 14.7772 | 16.2461 | 15.9255 | 14.1061 | 14.425 | 14.3479 | 14.4554 | 14.9704 | 14.9699 | 14.2719 | 14.8236 | 14.0218 | 14.7894 | 16.4287 | 16.1017 | 14.2459 | 14.5712 | 14.4926 | 14.6022 | 15.1275 | 15.127 | 14.4151 | 14.9777 | 14.16 | 14.9428 | 16.6121 | 16.2786 | 14.3857 | 14.7175 | 14.6373 | 14.7491 | 15.2849 | 15.2844 | 14.5582 | 15.1322 | 14.298 | 15.0966 | 16.3312 | 15.9946 | 14.0841 | 14.419 | 14.3381 | 14.4509 | 14.9917 | 14.9912 | 14.2583 | 14.8375 | 13.9957 | 14.8016 | 1.9888 | 1.6492 | -0.27881 | 0.05917 | -0.02254 | 0.091352 | 0.63704 | 0.63658 | -0.10307 | 0.48149 | -0.36806 | 0.44524 | 2.0286 | 1.6821 | -0.28438 | 0.060353 | -0.022991 | 0.093179 | 0.64978 | 0.64932 | -0.10513 | 0.49112 | -0.37542 | 0.45414 | 2.0469 | 1.6973 | -0.28695 | 0.060899 | -0.023199 | 0.094021 | 0.65565 | 0.65518 | -0.10608 | 0.49556 | -0.37881 | 0.45825 | 2.0879 | 1.7313 | -0.29269 | 0.062117 | -0.023663 | 0.095901 | 0.66876 | 0.66828 | -0.1082 | 0.50547 | -0.38638 | 0.46741 | 2.1065 | 1.7467 | -0.2953 | 0.06267 | -0.023874 | 0.096756 | 0.67473 | 0.67424 | -0.10916 | 0.50997 | -0.38983 | 0.47158 | 2.1486 | 1.7817 | -0.30121 | 0.063924 | -0.024351 | 0.098691 | 0.68822 | 0.68773 | -0.11135 | 0.52017 | -0.39762 | 0.48101 | 0 | 0 | 0 | 0 | 0 | 0 | 0 | 0 | 0 | 0 | 0 | 0 | 0 | 0 | 0 | 0 | 0 | 0 | 0 | 0 | 0 | 0 | 0 | 0 | 0 | 0 | 0 | 0 | 0 | 0 | 0 | 0 | 0 | 0 | 0 | 0 | 0 | 0 | 0 | 0 | 0 | 0 | 0 | 0 | 0 | 0 | 0 | 0 | 0 | 0 | 0 | 0 | 0 | 0 | 0 | 0 | 0 | 0 | 0 | 0 | 0 | 0 | 0 | 0 | 0 | 0 | 0 | 0 | 0 | 0 | 0 | 0 | 0 | 0 | 0 | 0 | 0 | 0 | 0 | 0 | 0 | 0 | 0 | 0 | 0 | 0 | 0 | 0 | 0 | 0 | 0 | 0 | 0 | 0 | 0 | 0 | 0 | 0 | 0 | 0 | 0 | 0 | 0 | 0 | 0 | 0 | 0 | 0 | 0 | 0 | 0 | 0 | 0 | 0 | 0 | 0 | 0 | 0 | 0 | 0 | [20 empty] | 8 | 2032 | 2032-06-01 | 2033-05-31 | 10.7
Rate 1 |  | 5.3363 | 5.3363 | 5.3363 | 5.3363 | 5.3363 | 5.3363 | 5.3363 | 5.3363 | 5.3363 | 5.3363 | 5.3363 | 5.3363 | 5.443 | 5.443 | 5.443 | 5.443 | 5.443 | 5.443 | 5.443 | 5.443 | 5.443 | 5.443 | 5.443 | 5.443 | 5.4449 | 5.4449 | 5.4449 | 5.4449 | 5.4449 | 5.4449 | 5.4449 | 5.4449 | 5.4449 | 5.4449 | 5.4449 | 5.4449 | 5.5538 | 5.5538 | 5.5538 | 5.5538 | 5.5538 | 5.5538 | 5.5538 | 5.5538 | 5.5538 | 5.5538 | 5.5538 | 5.5538 | 5.6649 | 5.6649 | 5.6649 | 5.6649 | 5.6649 | 5.6649 | 5.6649 | 5.6649 | 5.6649 | 5.6649 | 5.6649 | 5.6649 | 5.7782 | 5.7782 | 5.7782 | 5.7782 | 5.7782 | 5.7782 | 5.7782 | 5.7782 | 5.7782 | 5.7782 | 5.7782 | 5.7782 | 5.7791 | 5.7791 | 5.7791 | 5.7791 | 5.7791 | 5.7791 | 5.7791 | 5.7791 | 5.7791 | 5.7791 | 5.7791 | 5.7791 | 5.8947 | 5.8947 | 5.8947 | 5.8947 | 5.8947 | 5.8947 | 5.8947 | 5.8947 | 5.8947 | 5.8947 | 5.8947 | 5.8947 | 5.8944 | 5.8944 | 5.8944 | 5.8944 | 5.8944 | 5.8944 | 5.8944 | 5.8944 | 5.8944 | 5.8944 | 5.8944 | 5.8944 | 6.0123 | 6.0123 | 6.0123 | 6.0123 | 6.0123 | 6.0123 | 6.0123 | 6.0123 | 6.0123 | 6.0123 | 6.0123 | 6.0123 | 5.9531 | 5.9531 | 5.9531 | 5.9531 | 5.9531 | 5.9531 | 5.9531 | 5.9531 | 5.9531 | 5.9531 | 5.9531 | 5.9531 | 6.0132 | 6.0132 | 6.0132 | 6.0132 | 6.0132 | 6.0132 | 6.0132 | 6.0132 | 6.0132 | 6.0132 | 6.0132 | 6.0132 | 6.0733 | 6.0733 | 6.0733 | 6.0733 | 6.0733 | 6.0733 | 6.0733 | 6.0733 | 6.0733 | 6.0733 | 6.0733 | 6.0733 | 5.8868 | 5.8868 | 5.8868 | 5.8868 | 5.8868 | 5.8868 | 5.8868 | 5.8868 | 5.8868 | 5.8868 | 5.8868 | 5.8868 | 0 | 0 | 0 | 0 | 0 | 0 | 0 | 0 | 0 | 0 | 0 | 0 | 0 | 0 | 0 | 0 | 0 | 0 | 0 | 0 | 0 | 0 | 0 | 0 | 0 | 0 | 0 | 0 | 0 | 0 | 0 | 0 | 0 | 0 | 0 | 0 | 0 | 0 | 0 | 0 | 0 | 0 | 0 | 0 | 0 | 0 | 0 | 0 | 0 | 0 | 0 | 0 | 0 | 0 | 0 | 0 | 0 | 0 | 0 | 0 | 0 | 0 | 0 | 0 | 0 | 0 | 0 | 0 | 0 | 0 | 0 | 0 | 0 | 0 | 0 | 0 | 0 | 0 | 0 | 0 | 0 | 0 | 0 | 0 | 0 | 0 | 0 | 0 | 0 | 0 | 0 | 0 | 0 | 0 | 0 | 0 | 0 | 0 | 0 | 0 | 0 | 0 | 0 | 0 | 0 | 0 | 0 | 0 | 0 | 0 | 0 | 0 | 0 | 0 | 0 | 0 | 0 | 0 | 0 | 0 | 0 | 0 | 0 | 0 | 0 | 0 | 0 | 0 | 0 | 0 | 0 | 0 | 0 | 0 | 0 | 0 | 0 | 0 | 0 | 0 | 0 | 0 | 0 | 0 | 0 | 0 | 0 | 0 | 0 | 0 | 0 | 0 | 0 | 0 | 0 | 0 | 0 | 0 | 0 | 0 | 0 | 0 | 0 | 0 | 0 | 0 | 0 | 0 | 0 | 0 | 0 | 0 | 0 | 0 | 0 | 0 | 0 | 0 | 0 | 0 | 0 | 0 | 0 | 0 | 0 | 0 | 0 | 0 | 0 | 0 | 0 | 0
Frequency |  | 15.7357 | 15.7357 | 15.7357 | 15.7357 | 15.7357 | 15.7357 | 15.7357 | 15.7357 | 15.7357 | 15.7357 | 15.7357 | 15.7357 | 13.3754 | 13.3754 | 13.3754 | 13.3754 | 13.3754 | 13.3754 | 13.3754 | 13.3754 | 13.3754 | 13.3754 | 13.3754 | 13.3754 | 11.2638 | 11.2638 | 11.2638 | 11.2638 | 11.2638 | 11.2638 | 11.2638 | 11.2638 | 11.2638 | 11.2638 | 11.2638 | 11.2638 | 9.5742 | 9.5742 | 9.5742 | 9.5742 | 9.5742 | 9.5742 | 9.5742 | 9.5742 | 9.5742 | 9.5742 | 9.5742 | 9.5742 | 8.1381 | 8.1381 | 8.1381 | 8.1381 | 8.1381 | 8.1381 | 8.1381 | 8.1381 | 8.1381 | 8.1381 | 8.1381 | 8.1381 | 6.9174 | 6.9174 | 6.9174 | 6.9174 | 6.9174 | 6.9174 | 6.9174 | 6.9174 | 6.9174 | 6.9174 | 6.9174 | 6.9174 | 5.8248 | 5.8248 | 5.8248 | 5.8248 | 5.8248 | 5.8248 | 5.8248 | 5.8248 | 5.8248 | 5.8248 | 5.8248 | 5.8248 | 0 | 0 | 0 | 0 | 0 | 0 | 0 | 0 | 0 | 0 | 0 | 0 | 0 | 0 | 0 | 0 | 0 | 0 | 0 | 0 | 0 | 0 | 0 | 0 | 0 | 0 | 0 | 0 | 0 | 0 | 0 | 0 | 0 | 0 | 0 | 0 | 0 | 0 | 0 | 0 | 0 | 0 | 0 | 0 | 0 | 0 | 0 | 0 | 0 | 0 | 0 | 0 | 0 | 0 | 0 | 0 | 0 | 0 | 0 | 0 | 0 | 0 | 0 | 0 | 0 | 0 | 0 | 0 | 0 | 0 | 0 | 0 | 0 | 0 | 0 | 0 | 0 | 0 | 0 | 0 | 0 | 0 | 0 | 0 | 0 | 0 | 0 | 0 | 0 | 0 | 0 | 0 | 0 | 0 | 0 | 0 | 0 | 0 | 0 | 0 | 0 | 0 | 0 | 0 | 0 | 0 | 0 | 0 | 0 | 0 | 0 | 0 | 0 | 0 | 0 | 0 | 0 | 0 | 0 | 0 | 0 | 0 | 0 | 0 | 0 | 0 | 0 | 0 | 0 | 0 | 0 | 0 | 0 | 0 | 0 | 0 | 0 | 0 | 0 | 0 | 0 | 0 | 0 | 0 | 0 | 0 | 0 | 0 | 0 | 0 | 0 | 0 | 0 | 0 | 0 | 0 | 0 | 0 | 0 | 0 | 0 | 0 | 0 | 0 | 0 | 0 | 0 | 0 | 0 | 0 | 0 | 0 | 0 | 0 | 0 | 0 | 0 | 0 | 0 | 0 | 0 | 0 | 0 | 0 | 0 | 0 | 0 | 0 | 0 | 0 | 0 | 0 | 0 | 0 | 0 | 0 | 0 | 0 | 0 | 0 | 0 | 0 | 0 | 0 | 0 | 0 | 0 | 0 | 0 | 0 | 0 | 0 | 0 | 0 | 0 | 0 | 0 | 0 | 0 | 0 | 0 | 0 | 0 | 0 | 0 | 0 | 0 | 0 | 0 | 0 | 0 | 0 | 0 | 0 | 0 | 0 | 0 | 0 | 0 | 0 | 0 | 0 | 0 | 0 | 0 | 0 | 0 | 0 | 0 | 0 | 0 | 0 | 0 | 0 | 0 | 0 | 0 | 0 | 0 | 0 | 0 | 0 | 0 | 0 | 0 | 0 | 0 | 0 | 0 | 0 | 0 | 0 | 0 | 0 | 0 | 0 | 0 | 0 | 0 | 0 | 0 | 0 | 0 | 0 | 0 | 0 | 0 | 0
T&D Deferral |  | 0 | 0 | 0 | 0 | 0 | 0 | 0 | 0 | 0 | 0 | 0 | 0 | 0 | 0 | 0 | 0 | 0 | 0 | 0 | 0 | 0 | 0 | 0 | 0 | 0 | 0 | 0 | 0 | 0 | 0 | 0 | 0 | 0 | 0 | 0 | 0 | 0 | 0 | 0 | 0 | 0 | 0 | 0 | 0 | 0 | 0 | 0 | 0 | 0 | 0 | 0 | 0 | 0 | 0 | 0 | 0 | 0 | 0 | 0 | 0 | 0 | 0 | 0 | 0 | 0 | 0 | 0 | 0 | 0 | 0 | 0 | 0 | 75.0833 | 75.0833 | 75.0833 | 75.0833 | 75.0833 | 75.0833 | 75.0833 | 75.0833 | 75.0833 | 75.0833 | 75.0833 | 75.0833 | 75.0833 | 75.0833 | 75.0833 | 75.0833 | 75.0833 | 75.0833 | 75.0833 | 75.0833 | 75.0833 | 75.0833 | 75.0833 | 75.0833 | 0 | 0 | 0 | 0 | 0 | 0 | 0 | 0 | 0 | 0 | 0 | 0 | 0 | 0 | 0 | 0 | 0 | 0 | 0 | 0 | 0 | 0 | 0 | 0 | 0 | 0 | 0 | 0 | 0 | 0 | 0 | 0 | 0 | 0 | 0 | 0 | 0 | 0 | 0 | 0 | 0 | 0 | 0 | 0 | 0 | 0 | 0 | 0 | 0 | 0 | 0 | 0 | 0 | 0 | 0 | 0 | 0 | 0 | 0 | 0 | 0 | 0 | 0 | 0 | 0 | 0 | 0 | 0 | 0 | 0 | 0 | 0 | 0 | 0 | 0 | 0 | 0 | 0 | 0 | 0 | 0 | 0 | 0 | 0 | 0 | 0 | 0 | 0 | 0 | 0 | 0 | 0 | 0 | 0 | 0 | 0 | 0 | 0 | 0 | 0 | 0 | 0 | 0 | 0 | 0 | 0 | 0 | 0 | 0 | 0 | 0 | 0 | 0 | 0 | 0 | 0 | 0 | 0 | 0 | 0 | 0 | 0 | 0 | 0 | 0 | 0 | 0 | 0 | 0 | 0 | 0 | 0 | 0 | 0 | 0 | 0 | 0 | 0 | 0 | 0 | 0 | 0 | 0 | 0 | 0 | 0 | 0 | 0 | 0 | 0 | 0 | 0 | 0 | 0 | 0 | 0 | 0 | 0 | 0 | 0 | 0 | 0 | 0 | 0 | 0 | 0 | 0 | 0 | 0 | 0 | 0 | 0 | 0 | 0 | 0 | 0 | 0 | 0 | 0 | 0 | 0 | 0 | 0 | 0 | 0 | 0 | 0 | 0 | 0 | 0 | 0 | 0 | 0 | 0 | 0 | 0 | 0 | 0 | 0 | 0 | 0 | 0 | 0 | 0 | 0 | 0 | 0 | 0 | 0 | 0 | 0 | 0 | 0 | 0 | 0 | 0 | 0 | 0 | 0 | 0 | 0 | 0 | 0 | 0 | 0 | 0 | 0 | 0 | 0 | 0 | 0 | 0 | 0 | 0 | 0 | 0 | 0 | 0 | 0 | 0 | 0 | 0 | 0 | 0 | 0 | 0 | 0 | 0 | 0 | 0 | 0 | 0 | 0 | 0 | 0 | 0 | 0 | 0 | 0 | 0 | 0 | 0 | 0 | 0 | 0 | 0 | 0 | 0 | 0 | 0 | 0 | 0 | 0 | 0 | 0 | 0 | 0 | 0 | 0 | 0 | 0 | 0 | 0 | 0
Power Factor/VAR support |  | 0 | 0 | 0 | 0 | 0 | 0 | 0 | 0 | 0 | 0 | 0 | 0 | 0 | 0 | 0 | 0 | 0 | 0 | 0 | 0 | 0 | 0 | 0 | 0 | 0 | 0 | 0 | 0 | 0 | 0 | 0 | 0 | 0 | 0 | 0 | 0 | 0 | 0 | 0 | 0 | 0 | 0 | 0 | 0 | 0 | 0 | 0 | 0 | 0 | 0 | 0 | 0 | 0 | 0 | 0 | 0 | 0 | 0 | 0 | 0 | 0 | 0 | 0 | 0 | 0 | 0 | 0 | 0 | 0 | 0 | 0 | 0 | 0 | 0 | 0 | 0 | 0 | 0 | 0 | 0 | 0 | 0 | 0 | 0 | 0 | 0 | 0 | 0 | 0 | 0 | 0 | 0 | 0 | 0 | 0 | 0 | 0 | 0 | 0 | 0 | 0 | 0 | 0 | 0 | 0 | 0 | 0 | 0 | 0 | 0 | 0 | 0 | 0 | 0 | 0 | 0 | 0 | 0 | 0 | 0 | 0 | 0 | 0 | 0 | 0 | 0 | 0 | 0 | 0 | 0 | 0 | 0 | 0 | 0 | 0 | 0 | 0 | 0 | 0 | 0 | 0 | 0 | 0 | 0 | 0 | 0 | 0 | 0 | 0 | 0 | 0 | 0 | 0 | 0 | 0 | 0 | 0 | 0 | 0 | 0 | 0 | 0 | 0 | 0 | 0 | 0 | 0 | 0 | 0 | 0 | 0 | 0 | 0 | 0 | 0 | 0 | 0 | 0 | 0 | 0 | 0 | 0 | 0 | 0 | 0 | 0 | 0 | 0 | 0 | 0 | 0 | 0 | 0 | 0 | 0 | 0 | 0 | 0 | 0 | 0 | 0 | 0 | 0 | 0 | 0 | 0 | 0 | 0 | 0 | 0 | 0 | 0 | 0 | 0 | 0 | 0 | 0 | 0 | 0 | 0 | 0 | 0 | 0 | 0 | 0 | 0 | 0 | 0 | 0 | 0 | 0 | 0 | 0 | 0 | 0 | 0 | 0 | 0 | 0 | 0 | 0 | 0 | 0 | 0 | 0 | 0 | 0 | 0 | 0 | 0 | 0 | 0 | 0 | 0 | 0 | 0 | 0 | 0 | 0 | 0 | 0 | 0 | 0 | 0 | 0 | 0 | 0 | 0 | 0 | 0 | 0 | 0 | 0 | 0 | 0 | 0 | 0 | 0 | 0 | 0 | 0 | 0 | 0 | 0 | 0 | 0 | 0 | 0 | 0 | 0 | 0 | 0 | 0 | 0 | 0 | 0 | 0 | 0 | 0 | 0 | 0 | 0 | 0 | 0 | 0 | 0 | 0 | 0 | 0 | 0 | 0 | 0 | 0 | 0 | 0 | 0 | 0 | 0 | 0 | 0 | 0 | 0 | 0 | 0 | 0 | 0 | 0 | 0 | 0 | 0 | 0 | 0 | 0 | 0 | 0 | 0 | 0 | 0 | 0 | 0 | 0 | 0 | 0 | 0 | 0 | 0 | 0 | 0 | 0 | 0 | 0 | 0 | 0 | 0 | 0 | 0 | 0 | 0 | 0 | 0 | 0 | 0 | 0 | 0 | 0 | 0 | 0 | 0 | 0 | 0 | 0 | 0 | 0 | 0 | 0 | 0 | 0 | 0 | 0 | 0
Capacity |  | 0 | 0 | 0 | 0 | 0 | 37.3 | 37.3 | 37.3 | 37.3 | 37.3 | 37.3 | 37.3 | 35.43 | 35.43 | 35.43 | 35.43 | 35.43 | 40.68 | 40.68 | 40.68 | 40.68 | 40.68 | 40.68 | 40.68 | 38.65 | 38.65 | 38.65 | 38.65 | 38.65 | 44.72 | 44.72 | 44.72 | 44.72 | 44.72 | 44.72 | 44.72 | 42.48 | 42.48 | 42.48 | 42.48 | 42.48 | 35.67 | 35.67 | 35.67 | 35.67 | 35.67 | 35.67 | 35.67 | 33.88 | 33.88 | 33.88 | 33.88 | 33.88 | 34.89 | 34.89 | 34.89 | 34.89 | 34.89 | 34.89 | 34.89 | 33.15 | 33.15 | 33.15 | 33.15 | 33.15 | 33.55 | 33.55 | 33.55 | 33.55 | 33.55 | 33.55 | 33.55 | 31.87 | 31.87 | 31.87 | 31.87 | 31.87 | 32.4 | 32.4 | 32.4 | 32.4 | 32.4 | 32.4 | 32.4 | 30.78 | 30.78 | 30.78 | 30.78 | 30.78 | 34.99 | 34.99 | 34.99 | 34.99 | 34.99 | 34.99 | 34.99 | 33.24 | 33.24 | 33.24 | 33.24 | 33.24 | 37.7 | 37.7 | 37.7 | 37.7 | 37.7 | 37.7 | 37.7 | 35.81 | 35.81 | 35.81 | 35.81 | 35.81 | 36.96 | 36.96 | 36.96 | 36.96 | 36.96 | 36.96 | 36.96 | 35.12 | 35.12 | 35.12 | 35.12 | 35.12 | 40.51 | 40.51 | 40.51 | 40.51 | 40.51 | 40.51 | 40.51 | 38.49 | 38.49 | 38.49 | 38.49 | 38.49 | 44.78 | 44.78 | 44.78 | 44.78 | 44.78 | 44.78 | 44.78 | 42.54 | 42.54 | 42.54 | 42.54 | 42.54 | 51.33 | 51.33 | 51.33 | 51.33 | 51.33 | 51.33 | 51.33 | 48.77 | 48.77 | 48.77 | 48.77 | 48.77 | 47.87 | 47.87 | 47.87 | 47.87 | 47.87 | 47.87 | 47.87 | 45.48 | 45.48 | 45.48 | 45.48 | 45.48 | 0 | 0 | 0 | 0 | 0 | 0 | 0 | 0 | 0 | 0 | 0 | 0 | 0 | 0 | 0 | 0 | 0 | 0 | 0 | 0 | 0 | 0 | 0 | 0 | 0 | 0 | 0 | 0 | 0 | 0 | 0 | 0 | 0 | 0 | 0 | 0 | 0 | 0 | 0 | 0 | 0 | 0 | 0 | 0 | 0 | 0 | 0 | 0 | 0 | 0 | 0 | 0 | 0 | 0 | 0 | 0 | 0 | 0 | 0 | 0 | 0 | 0 | 0 | 0 | 0 | 0 | 0 | 0 | 0 | 0 | 0 | 0 | 0 | 0 | 0 | 0 | 0 | 0 | 0 | 0 | 0 | 0 | 0 | 0 | 0 | 0 | 0 | 0 | 0 | 0 | 0 | 0 | 0 | 0 | 0 | 0 | 0 | 0 | 0 | 0 | 0 | 0 | 0 | 0 | 0 | 0 | 0 | 0 | 0 | 0 | 0 | 0 | 0 | 0 | 0 | 0 | 0 | 0 | 0 | 0 | 0 | 0 | 0 | 0 | 0 | 0 | 0 | 0 | 0 | 0 | 0 | 0 | 0 | 0 | 0 | 0 | 0 | 0 | 0 | 0 | 0 | 0 | 0 | 0 | 0 | 0 | 0 | 0 | 0 | 0 | 0 | 0 | 0 | 0 | 0 | 0 | 0 | 0 | 0 | 0 | 0 | 0 | 0 | 0 | 0 | 0 | 0 | 0 | 0 | 0 | 0 | 0 | 0 | 0 | 0 | 0 | 0 | 0 | 0 | 0 | 0 | 0 | 0 | 0 | 0 | 0 | 0 | 0 | 0 | 0 | 0 | 0 | 0 | 0 | 0 | 0 | 0 | 0 | 0 | 0 | 0 | 0 | 0 | 0 | 0 | 0 | 0 | 8 | 2033 | 2033-06-01 | 2034-05-31 | 10.6
RNS |  | 0 | 124.2 | 124.2 | 124.2 | 124.2 | 124.2 | 124.2 | 124.2 | 124.2 | 124.2 | 124.2 | 124.2 | 123.17 | 123.45 | 123.45 | 123.45 | 123.45 | 123.45 | 123.45 | 123.45 | 123.45 | 123.45 | 123.45 | 123.45 | 121.64 | 120.77 | 120.77 | 120.77 | 120.77 | 120.77 | 120.77 | 120.77 | 120.77 | 120.77 | 120.77 | 120.77 | 116.65 | 116.9 | 116.9 | 116.9 | 116.9 | 116.9 | 116.9 | 116.9 | 116.9 | 116.9 | 116.9 | 116.9 | 111.98 | 112.22 | 112.22 | 112.22 | 112.22 | 112.22 | 112.22 | 112.22 | 112.22 | 112.22 | 112.22 | 112.22 | 107.43 | 107.67 | 107.67 | 107.67 | 107.67 | 107.67 | 107.67 | 107.67 | 107.67 | 107.67 | 107.67 | 107.67 | 103.12 | 102.36 | 102.36 | 102.36 | 102.36 | 102.36 | 102.36 | 102.36 | 102.36 | 102.36 | 102.36 | 102.36 | 98.04 | 98.26 | 98.26 | 98.26 | 98.26 | 98.26 | 98.26 | 98.26 | 98.26 | 98.26 | 98.26 | 98.26 | 94.1 | 93.41 | 93.41 | 93.41 | 93.41 | 93.41 | 93.41 | 93.41 | 93.41 | 93.41 | 93.41 | 93.41 | 89.45 | 89.64 | 89.64 | 89.64 | 89.64 | 89.64 | 89.64 | 89.64 | 89.64 | 89.64 | 89.64 | 89.64 | 85.84 | 84.4 | 84.4 | 84.4 | 84.4 | 84.4 | 84.4 | 84.4 | 84.4 | 84.4 | 84.4 | 84.4 | 80.79 | 80.18 | 80.18 | 80.18 | 80.18 | 80.18 | 80.18 | 80.18 | 80.18 | 80.18 | 80.18 | 80.18 | 76.79 | 76.21 | 76.21 | 76.21 | 76.21 | 76.21 | 76.21 | 76.21 | 76.21 | 76.21 | 76.21 | 76.21 | 72.97 | 70.23 | 70.23 | 70.23 | 70.23 | 70.23 | 70.23 | 70.23 | 70.23 | 70.23 | 70.23 | 70.23 | 67.26 | 0 | 0 | 0 | 0 | 0 | 0 | 0 | 0 | 0 | 0 | 0 | 0 | 0 | 0 | 0 | 0 | 0 | 0 | 0 | 0 | 0 | 0 | 0 | 0 | 0 | 0 | 0 | 0 | 0 | 0 | 0 | 0 | 0 | 0 | 0 | 0 | 0 | 0 | 0 | 0 | 0 | 0 | 0 | 0 | 0 | 0 | 0 | 0 | 0 | 0 | 0 | 0 | 0 | 0 | 0 | 0 | 0 | 0 | 0 | 0 | 0 | 0 | 0 | 0 | 0 | 0 | 0 | 0 | 0 | 0 | 0 | 0 | 0 | 0 | 0 | 0 | 0 | 0 | 0 | 0 | 0 | 0 | 0 | 0 | 0 | 0 | 0 | 0 | 0 | 0 | 0 | 0 | 0 | 0 | 0 | 0 | 0 | 0 | 0 | 0 | 0 | 0 | 0 | 0 | 0 | 0 | 0 | 0 | 0 | 0 | 0 | 0 | 0 | 0 | 0 | 0 | 0 | 0 | 0 | 0 | 0 | 0 | 0 | 0 | 0 | 0 | 0 | 0 | 0 | 0 | 0 | 0 | 0 | 0 | 0 | 0 | 0 | 0 | 0 | 0 | 0 | 0 | 0 | 0 | 0 | 0 | 0 | 0 | 0 | 0 | 0 | 0 | 0 | 0 | 0 | 0 | 0 | 0 | 0 | 0 | 0 | 0 | 0 | 0 | 0 | 0 | 0 | 0 | 0 | 0 | 0 | 0 | 0 | 0 | 0 | 0 | 0 | 0 | 0 | 0 | 0 | 0 | 0 | 0 | 0 | 0 | 0 | 0 | 0 | 0 | 0 | 0 | 0 | 0 | 0 | 0 | 0 | 0 | 0 | 0 | 0 | 0 | 0 | 0 | 0 | 0 | 0 | 0 | 0 | 0 | 0 | 8 | 2034 | 2034-06-01 | 2035-05-31 | 10.6
Total Revenues |  | 31.6318 | 155.9015 | 157.1016 | 158.06 | 158.1195 | 196.3517 | 197.6912 | 197.9751 | 196.1883 | 195.5535 | 194.5709 | 194.4503 | 187.9173 | 188.8563 | 189.9305 | 191.0819 | 191.5164 | 197.1093 | 198.5773 | 198.9148 | 196.8387 | 196.9217 | 195.8936 | 195.1837 | 190.8102 | 190.1829 | 188.4955 | 188.8648 | 188.9918 | 195.2369 | 195.9075 | 195.0513 | 195 | 194.9028 | 194.6068 | 194.4211 | 188.1783 | 188.4414 | 187.1928 | 187.5551 | 187.5787 | 180.9086 | 181.5903 | 180.8601 | 180.7115 | 180.7584 | 180.4656 | 180.043 | 173.9454 | 174.2247 | 172.8316 | 173.1289 | 173.301 | 174.4725 | 174.9835 | 174.3091 | 174.1239 | 174.3285 | 173.721 | 174.2988 | 168.1801 | 167.825 | 166.7406 | 167.0206 | 167.1097 | 167.7419 | 168.1722 | 167.7258 | 167.54 | 167.6582 | 167.048 | 167.4991 | 236.9234 | 236.2977 | 234.3114 | 234.6723 | 234.688 | 235.242 | 235.7858 | 235.553 | 235.1148 | 235.4566 | 234.5596 | 236.4131 | 225.5386 | 225.4502 | 223.6996 | 224.0065 | 223.9323 | 228.2457 | 228.7412 | 228.7408 | 228.0692 | 228.6 | 227.8286 | 228.5671 | 149.1368 | 148.1355 | 146.3683 | 146.6781 | 146.6032 | 151.1676 | 151.6678 | 151.6673 | 150.9894 | 151.5252 | 150.7465 | 151.4919 | 147.4928 | 147.3652 | 145.5626 | 145.8786 | 145.8022 | 147.0587 | 147.5689 | 147.5685 | 146.8769 | 147.4235 | 146.6292 | 147.3896 | 143.1592 | 141.3986 | 139.5792 | 139.8981 | 139.821 | 145.3185 | 145.8335 | 145.833 | 145.135 | 145.6867 | 144.8849 | 145.6525 | 141.7219 | 140.7849 | 138.9291 | 139.2544 | 139.1758 | 145.5754 | 146.1007 | 146.1002 | 145.3883 | 145.951 | 145.1332 | 145.9161 | 142.0155 | 141.102 | 139.209 | 139.5408 | 139.4606 | 148.3624 | 148.8982 | 148.8978 | 148.1716 | 148.7455 | 147.9114 | 148.7099 | 143.9581 | 140.8815 | 138.971 | 139.3059 | 139.2249 | 138.4378 | 138.9785 | 138.9781 | 138.2451 | 138.8244 | 137.9825 | 138.7885 | 114.7288 | 47.1292 | 45.2012 | 45.5392 | 45.4575 | 0.091352 | 0.63704 | 0.63658 | -0.10307 | 0.48149 | -0.36806 | 0.44524 | 2.0286 | 1.6821 | -0.28438 | 0.060353 | -0.022991 | 0.093179 | 0.64978 | 0.64932 | -0.10513 | 0.49112 | -0.37542 | 0.45414 | 2.0469 | 1.6973 | -0.28695 | 0.060899 | -0.023199 | 0.094021 | 0.65565 | 0.65518 | -0.10608 | 0.49556 | -0.37881 | 0.45825 | 2.0879 | 1.7313 | -0.29269 | 0.062117 | -0.023663 | 0.095901 | 0.66876 | 0.66828 | -0.1082 | 0.50547 | -0.38638 | 0.46741 | 2.1065 | 1.7467 | -0.2953 | 0.06267 | -0.023874 | 0.096756 | 0.67473 | 0.67424 | -0.10916 | 0.50997 | -0.38983 | 0.47158 | 2.1486 | 1.7817 | -0.30121 | 0.063924 | -0.024351 | 0.098691 | 0.68822 | 0.68773 | -0.11135 | 0.52017 | -0.39762 | 0.48101 | 0 | 0 | 0 | 0 | 0 | 0 | 0 | 0 | 0 | 0 | 0 | 0 | 0 | 0 | 0 | 0 | 0 | 0 | 0 | 0 | 0 | 0 | 0 | 0 | 0 | 0 | 0 | 0 | 0 | 0 | 0 | 0 | 0 | 0 | 0 | 0 | 0 | 0 | 0 | 0 | 0 | 0 | 0 | 0 | 0 | 0 | 0 | 0 | 0 | 0 | 0 | 0 | 0 | 0 | 0 | 0 | 0 | 0 | 0 | 0 | 0 | 0 | 0 | 0 | 0 | 0 | 0 | 0 | 0 | 0 | 0 | 0 | 0 | 0 | 0 | 0 | 0 | 0 | 0 | 0 | 0 | 0 | 0 | 0 | 0 | 0 | 0 | 0 | 0 | 0 | 0 | 0 | 0 | 0 | 0 | 0 | 0 | 0 | 0 | 0 | 0 | 0 | 0 | 0 | 0 | 0 | 0 | 0 | 0 | 0 | 0 | 0 | 0 | 0 | 0 | 0 | 0 | 0 | 0 | 0 | 0 | 0 | 0 | 0 | 0 | 0 | 0 | 0 | 0 | 0 | 0 | 0 | 0 | 0 | 0 | 0 | 0 | 0 | 0 | 0 | 8 | 2035 | 2035-06-01 | 2036-05-31 | 10.5
[382 empty] | 8 | 2036 | 2036-06-01 | 2037-05-31 | 10.5
Year 2 installs | NPV | 1: 1; 2: 2; 3: 3; 4: 4; 5: 5; 6: 6; 7: 7; 8: 8; 9: 9; 10: 10; 11: 11; 12: 12; 1: 13; 2: 14; 3: 15; 4: 16; 5: 17; 6: 18; 7: 19; 8: 20; 9: 21; 10: 22; 11: 23; 12: 24; 1: 25; 2: 26; 3: 27; 4: 28; 5: 29; 6: 30 | 8 | 2037 | 2037-06-01 | 2038-05-31 | 10.3
Revenues | [381 empty] | 8 | 2038 | 2038-06-01 | 2039-05-31 | 10.2
Energy | 1514.2752 | 1: 153.4312; 2: 159.8907; 3: 155.5671; 4: 158.1073; 5: 162.0031; 6: 165.5143; 7: 169.5408; 8: 171.9539; 9: 173.7341; 10: 177.2087; 11: 177.3529; 12: 179.1924; 1: 181.0346; 2: 177.4941; 3: 5.2164; 4: 5.3207; 5: 5.3688; 6: 5.4762; 7: 5.525; 8: 5.6355; 9: 0; 10: 0; 11: 0; 12: 0; 1: 0; 2: 0; 3: 0; 4: 0; 5: 0; 6: 0 | 8 | 2039 | 2039-06-01 | 2040-05-31 | 10.1
Rate 1 | 618.8391 | 1: 64.0355; 2: 65.3163; 3: 65.339; 4: 66.6458; 5: 67.9787; 6: 69.3383; 7: 69.3491; 8: 70.7361; 9: 70.7333; 10: 72.148; 11: 71.4372; 12: 72.1586; 1: 72.8801; 2: 70.6422; 3: 0; 4: 0; 5: 0; 6: 0; 7: 0; 8: 0; 9: 0; 10: 0; 11: 0; 12: 0; 1: 0; 2: 0; 3: 0; 4: 0; 5: 0; 6: 0
Frequency | 693.7651 | 1: 188.8287; 2: 160.5044; 3: 135.1655; 4: 114.8907; 5: 97.6571; 6: 83.0085; 7: 69.8978; 8: 0; 9: 0; 10: 0; 11: 0; 12: 0; 1: 0; 2: 0; 3: 0; 4: 0; 5: 0; 6: 0; 7: 0; 8: 0; 9: 0; 10: 0; 11: 0; 12: 0; 1: 0; 2: 0; 3: 0; 4: 0; 5: 0; 6: 0
T&D Deferral | 1126.5469 | 1: 0; 2: 0; 3: 0; 4: 0; 5: 0; 6: 0; 7: 901; 8: 901; 9: 0; 10: 0; 11: 0; 12: 0; 1: 0; 2: 0; 3: 0; 4: 0; 5: 0; 6: 0; 7: 0; 8: 0; 9: 0; 10: 0; 11: 0; 12: 0; 1: 0; 2: 0; 3: 0; 4: 0; 5: 0; 6: 0
Power Factor/VAR support | 0 | 1: 0; 2: 0; 3: 0; 4: 0; 5: 0; 6: 0; 7: 0; 8: 0; 9: 0; 10: 0; 11: 0; 12: 0; 1: 0; 2: 0; 3: 0; 4: 0; 5: 0; 6: 0; 7: 0; 8: 0; 9: 0; 10: 0; 11: 0; 12: 0; 1: 0; 2: 0; 3: 0; 4: 0; 5: 0; 6: 0
Capacity | 4029.5098 | 1: 261.1; 2: 461.91; 3: 506.29; 4: 462.09; 5: 413.63; 6: 400.6; 7: 386.15; 8: 398.83; 9: 430.1; 10: 437.77; 11: 459.17; 12: 505.91; 1: 572.01; 2: 578.94; 3: 227.4; 4: 0; 5: 0; 6: 0; 7: 0; 8: 0; 9: 0; 10: 0; 11: 0; 12: 0; 1: 0; 2: 0; 3: 0; 4: 0; 5: 0; 6: 0 | 8 | 2040 | 2040-06-01 | 2041-05-31 | 9.7
RNS | 11217.7242 | 1: 1366.2; 2: 1481.12; 3: 1450.11; 4: 1402.55; 5: 1346.4; 6: 1291.8; 7: 1229.08; 8: 1178.9; 9: 1121.61; 10: 1075.49; 11: 1014.24; 12: 962.77; 1: 915.1; 2: 845.5; 3: 67.26; 4: 0; 5: 0; 6: 0; 7: 0; 8: 0; 9: 0; 10: 0; 11: 0; 12: 0; 1: 0; 2: 0; 3: 0; 4: 0; 5: 0; 6: 0 | 8 | 2041 | 2041-06-01 | 2042-05-31 | 0
Total | 19200.6603 | 1: 2033.5954; 2: 2328.7414; 3: 2312.4716; 4: 2204.2837; 5: 2087.6688; 6: 2010.2611; 7: 2825.0178; 8: 2721.4199; 9: 1796.1774; 10: 1762.6167; 11: 1722.2002; 12: 1720.031; 1: 1741.0247; 2: 1672.5762; 3: 299.8764; 4: 5.3207; 5: 5.3688; 6: 5.4762; 7: 5.525; 8: 5.6355; 9: 0; 10: 0; 11: 0; 12: 0; 1: 0; 2: 0; 3: 0; 4: 0; 5: 0; 6: 0 | 8 | 2042 | 2042-06-01 | 2043-05-31 | 0
(0) Adjusted for failure rate | [381 empty] | 8 | 2043 | 2043-06-01 | 2044-05-31 | 0
(1) Adjusted for degradation and availability | [381 empty] | 8 | 2044 | 2044-06-01 | 2045-05-31 | 0
(2) Adjusted for losses, reserve margin (for FCM), and forecast error. | [381 empty] | 8 | 2045 | 2045-06-01 | 2046-05-31 | 0
[382 empty] | 8 | 2046 | 2046-06-01 | 2047-05-31 | 0
[382 empty] | 8 | 2047 | 2047-06-01 | 2048-05-31 | 0
[382 empty] | 8 | 2048 | 2048-06-01 | 2049-05-31 | 0
[382 empty] | 8 | 2049 | 2049-06-01 | 2050-05-31 | 0
[382 empty] | 8 | 2050 | 2050-06-01 | 2051-05-31 | 0
[382 empty] | 8 | 2051 | 2051-06-01 | 2052-05-31 | 0
[382 empty] | 8 | 2052 | 2052-06-01 | 2053-05-31 | 0
[382 empty] | 8 | 2053 | 2053-06-01 | 2054-05-31 | 0
[382 empty] | 8 | 2054 | 2054-06-01 | 2055-05-31 | 0
[382 empty] | 8 | 2055 | 2055-06-01 | 2056-05-31 | 0
[382 empty] | 8 | 2056 | 2056-06-01 | 2057-05-31 | 0
[382 empty] | 8 | 2057 | 2057-06-01 | 2058-05-31 | 0
[382 empty] | 8 | 2058 | 2058-06-01 | 2059-05-31 | 0
[382 empty] | 8 | 2059 | 2059-06-01 | 2060-05-31 | 0
Formulas:
Beginning = EOMONTH([Beginning, row above],11)+1
Ending = EOMONTH([Ending, row above],12)

## Monthly Value (3)
Green Mountain Power
MW per system | 11.5
Year |  | 2028 | 2028 | 2028 | 2028 | 2028 | 2028 | 2028 | 2028 | 2028 | 2028 | 2028 | 2028 | 2029 | 2029 | 2029 | 2029 | 2029 | 2029 | 2029 | 2029 | 2029 | 2029 | 2029 | 2029 | 2030 | 2030 | 2030 | 2030 | 2030 | 2030 | 2030 | 2030 | 2030 | 2030 | 2030 | 2030 | 2031 | 2031 | 2031 | 2031 | 2031 | 2031 | 2031 | 2031 | 2031 | 2031 | 2031 | 2031 | 2032 | 2032 | 2032 | 2032 | 2032 | 2032 | 2032 | 2032 | 2032 | 2032 | 2032 | 2032 | 2033 | 2033 | 2033 | 2033 | 2033 | 2033 | 2033 | 2033 | 2033 | 2033 | 2033 | 2033 | 2034 | 2034 | 2034 | 2034 | 2034 | 2034 | 2034 | 2034 | 2034 | 2034 | 2034 | 2034 | 2035 | 2035 | 2035 | 2035 | 2035 | 2035 | 2035 | 2035 | 2035 | 2035 | 2035 | 2035 | 2036 | 2036 | 2036 | 2036 | 2036 | 2036 | 2036 | 2036 | 2036 | 2036 | 2036 | 2036 | 2037 | 2037 | 2037 | 2037 | 2037 | 2037 | 2037 | 2037 | 2037 | 2037 | 2037 | 2037 | 2038 | 2038 | 2038 | 2038 | 2038 | 2038 | 2038 | 2038 | 2038 | 2038 | 2038 | 2038 | 2039 | 2039 | 2039 | 2039 | 2039 | 2039 | 2039 | 2039 | 2039 | 2039 | 2039 | 2039 | 2040 | 2040 | 2040 | 2040 | 2040 | 2040 | 2040 | 2040 | 2040 | 2040 | 2040 | 2040 | 2041 | 2041 | 2041 | 2041 | 2041 | 2041 | 2041 | 2041 | 2041 | 2041 | 2041 | 2041 | 2042 | 2042 | 2042 | 2042 | 2042 | 2042 | 2042 | 2042 | 2042 | 2042 | 2042 | 2042 | 2043 | 2043 | 2043 | 2043 | 2043 | 2043 | 2043 | 2043 | 2043 | 2043 | 2043 | 2043 | 2044 | 2044 | 2044 | 2044 | 2044 | 2044 | 2044 | 2044 | 2044 | 2044 | 2044 | 2044 | 2045 | 2045 | 2045 | 2045 | 2045 | 2045 | 2045 | 2045 | 2045 | 2045 | 2045 | 2045 | 2046 | 2046 | 2046 | 2046 | 2046 | 2046 | 2046 | 2046 | 2046 | 2046 | 2046 | 2046 | 2047 | 2047 | 2047 | 2047 | 2047 | 2047 | 2047 | 2047 | 2047 | 2047 | 2047 | 2047 | 2048 | 2048 | 2048 | 2048 | 2048 | 2048 | 2048 | 2048 | 2048 | 2048 | 2048 | 2048 | 2049 | 2049 | 2049 | 2049 | 2049 | 2049 | 2049 | 2049 | 2049 | 2049 | 2049 | 2049 | 2050 | 2050 | 2050 | 2050 | 2050 | 2050 | 2050 | 2050 | 2050 | 2050 | 2050 | 2050 | 2051 | 2051 | 2051 | 2051 | 2051 | 2051 | 2051 | 2051 | 2051 | 2051 | 2051 | 2051 | 2052 | 2052 | 2052 | 2052 | 2052 | 2052 | 2052 | 2052 | 2052 | 2052 | 2052 | 2052 | 2053 | 2053 | 2053 | 2053 | 2053 | 2053 | 2053 | 2053 | 2053 | 2053 | 2053 | 2053 | 2054 | 2054 | 2054 | 2054 | 2054 | 2054 | 2054 | 2054 | 2054 | 2054 | 2054 | 2054 | 2055 | 2055 | 2055 | 2055 | 2055 | 2055 | 2055 | 2055 | 2055 | 2055 | 2055 | 2055 | 2056 | 2056 | 2056 | 2056 | 2056 | 2056 | 2056 | 2056 | 2056 | 2056 | 2056 | 2056 | 2057 | 2057 | 2057 | 2057 | 2057 | 2057 | 2057 | 2057 | 2057 | 2057 | 2057 | 2057 | 2058 | 2058 | 2058 | 2058 | 2058 | 2058 | 2058 | 2058 | 2058 | 2058 | 2058 | 2058 | 2059 | 2059 | 2059 | 2059 | 2059 | 2059 | 2059 | 2059
Project Year |  | 1 | 1 | 1 | 1 | 1 | 1 | 1 | 1 | 1 | 1 | 1 | 1 | 2 | 2 | 2 | 2 | 2 | 2 | 2 | 2 | 2 | 2 | 2 | 2 | 3 | 3 | 3 | 3 | 3 | 3 | 3 | 3 | 3 | 3 | 3 | 3 | 4 | 4 | 4 | 4 | 4 | 4 | 4 | 4 | 4 | 4 | 4 | 4 | 5 | 5 | 5 | 5 | 5 | 5 | 5 | 5 | 5 | 5 | 5 | 5 | 6 | 6 | 6 | 6 | 6 | 6 | 6 | 6 | 6 | 6 | 6 | 6 | 7 | 7 | 7 | 7 | 7 | 7 | 7 | 7 | 7 | 7 | 7 | 7 | 8 | 8 | 8 | 8 | 8 | 8 | 8 | 8 | 8 | 8 | 8 | 8 | 9 | 9 | 9 | 9 | 9 | 9 | 9 | 9 | 9 | 9 | 9 | 9 | 10 | 10 | 10 | 10 | 10 | 10 | 10 | 10 | 10 | 10 | 10 | 10 | 11 | 11 | 11 | 11 | 11 | 11 | 11 | 11 | 11 | 11 | 11 | 11 | 12 | 12 | 12 | 12 | 12 | 12 | 12 | 12 | 12 | 12 | 12 | 12 | 13 | 13 | 13 | 13 | 13 | 13 | 13 | 13 | 13 | 13 | 13 | 13 | 14 | 14 | 14 | 14 | 14 | 14 | 14 | 14 | 14 | 14 | 14 | 14 | 15 | 15 | 15 | 15 | 15 | 15 | 15 | 15 | 15 | 15 | 15 | 15 | 16 | 16 | 16 | 16 | 16 | 16 | 16 | 16 | 16 | 16 | 16 | 16 | 17 | 17 | 17 | 17 | 17 | 17 | 17 | 17 | 17 | 17 | 17 | 17 | 18 | 18 | 18 | 18 | 18 | 18 | 18 | 18 | 18 | 18 | 18 | 18 | 19 | 19 | 19 | 19 | 19 | 19 | 19 | 19 | 19 | 19 | 19 | 19 | 20 | 20 | 20 | 20 | 20 | 20 | 20 | 20 | 20 | 20 | 20 | 20 | 21 | 21 | 21 | 21 | 21 | 21 | 21 | 21 | 21 | 21 | 21 | 21 | 22 | 22 | 22 | 22 | 22 | 22 | 22 | 22 | 22 | 22 | 22 | 22 | 23 | 23 | 23 | 23 | 23 | 23 | 23 | 23 | 23 | 23 | 23 | 23 | 24 | 24 | 24 | 24 | 24 | 24 | 24 | 24 | 24 | 24 | 24 | 24 | 25 | 25 | 25 | 25 | 25 | 25 | 25 | 25 | 25 | 25 | 25 | 25 | 26 | 26 | 26 | 26 | 26 | 26 | 26 | 26 | 26 | 26 | 26 | 26 | 27 | 27 | 27 | 27 | 27 | 27 | 27 | 27 | 27 | 27 | 27 | 27 | 28 | 28 | 28 | 28 | 28 | 28 | 28 | 28 | 28 | 28 | 28 | 28 | 29 | 29 | 29 | 29 | 29 | 29 | 29 | 29 | 29 | 29 | 29 | 29 | 30 | 30 | 30 | 30 | 30 | 30 | 30 | 30 | 30 | 30 | 30 | 30 | 31 | 31 | 31 | 31 | 31 | 31 | 31 | 31 | 31 | 31 | 31 | 31 | 32 | 32 | 32 | 32 | 32 | 32 | 32 | 32
Month |  | 1 | 2 | 3 | 4 | 5 | 6 | 7 | 8 | 9 | 10 | 11 | 12 | 1 | 2 | 3 | 4 | 5 | 6 | 7 | 8 | 9 | 10 | 11 | 12 | 1 | 2 | 3 | 4 | 5 | 6 | 7 | 8 | 9 | 10 | 11 | 12 | 1 | 2 | 3 | 4 | 5 | 6 | 7 | 8 | 9 | 10 | 11 | 12 | 1 | 2 | 3 | 4 | 5 | 6 | 7 | 8 | 9 | 10 | 11 | 12 | 1 | 2 | 3 | 4 | 5 | 6 | 7 | 8 | 9 | 10 | 11 | 12 | 1 | 2 | 3 | 4 | 5 | 6 | 7 | 8 | 9 | 10 | 11 | 12 | 1 | 2 | 3 | 4 | 5 | 6 | 7 | 8 | 9 | 10 | 11 | 12 | 1 | 2 | 3 | 4 | 5 | 6 | 7 | 8 | 9 | 10 | 11 | 12 | 1 | 2 | 3 | 4 | 5 | 6 | 7 | 8 | 9 | 10 | 11 | 12 | 1 | 2 | 3 | 4 | 5 | 6 | 7 | 8 | 9 | 10 | 11 | 12 | 1 | 2 | 3 | 4 | 5 | 6 | 7 | 8 | 9 | 10 | 11 | 12 | 1 | 2 | 3 | 4 | 5 | 6 | 7 | 8 | 9 | 10 | 11 | 12 | 1 | 2 | 3 | 4 | 5 | 6 | 7 | 8 | 9 | 10 | 11 | 12 | 1 | 2 | 3 | 4 | 5 | 6 | 7 | 8 | 9 | 10 | 11 | 12 | 1 | 2 | 3 | 4 | 5 | 6 | 7 | 8 | 9 | 10 | 11 | 12 | 1 | 2 | 3 | 4 | 5 | 6 | 7 | 8 | 9 | 10 | 11 | 12 | 1 | 2 | 3 | 4 | 5 | 6 | 7 | 8 | 9 | 10 | 11 | 12 | 1 | 2 | 3 | 4 | 5 | 6 | 7 | 8 | 9 | 10 | 11 | 12 | 1 | 2 | 3 | 4 | 5 | 6 | 7 | 8 | 9 | 10 | 11 | 12 | 1 | 2 | 3 | 4 | 5 | 6 | 7 | 8 | 9 | 10 | 11 | 12 | 1 | 2 | 3 | 4 | 5 | 6 | 7 | 8 | 9 | 10 | 11 | 12 | 1 | 2 | 3 | 4 | 5 | 6 | 7 | 8 | 9 | 10 | 11 | 12 | 1 | 2 | 3 | 4 | 5 | 6 | 7 | 8 | 9 | 10 | 11 | 12 | 1 | 2 | 3 | 4 | 5 | 6 | 7 | 8 | 9 | 10 | 11 | 12 | 1 | 2 | 3 | 4 | 5 | 6 | 7 | 8 | 9 | 10 | 11 | 12 | 1 | 2 | 3 | 4 | 5 | 6 | 7 | 8 | 9 | 10 | 11 | 12 | 1 | 2 | 3 | 4 | 5 | 6 | 7 | 8 | 9 | 10 | 11 | 12 | 1 | 2 | 3 | 4 | 5 | 6 | 7 | 8 | 9 | 10 | 11 | 12 | 1 | 2 | 3 | 4 | 5 | 6 | 7 | 8 | 9 | 10 | 11 | 12 | 1 | 2 | 3 | 4 | 5 | 6 | 7 | 8 | 9 | 10 | 11 | 12 | 1 | 2 | 3 | 4 | 5 | 6 | 7 | 8 | Peak
Frequency Flag |  | 1 | 1 | 1 | 1 | 1 | 1 | 1 | 1 | 1 | 1 | 1 | 1 | 1 | 1 | 1 | 1 | 1 | 1 | 1 | 1 | 1 | 1 | 1 | 1 | 1 | 1 | 1 | 1 | 1 | 1 | 1 | 1 | 1 | 1 | 1 | 1 | 1 | 1 | 1 | 1 | 1 | 1 | 1 | 1 | 1 | 1 | 1 | 1 | 1 | 1 | 1 | 1 | 1 | 1 | 1 | 1 | 1 | 1 | 1 | 1 | 1 | 1 | 1 | 1 | 1 | 1 | 1 | 1 | 1 | 1 | 1 | 1 | 1 | 1 | 1 | 1 | 1 | 1 | 1 | 1 | 1 | 1 | 1 | 1 | 0 | 0 | 0 | 0 | 0 | 0 | 0 | 0 | 0 | 0 | 0 | 0 | 0 | 0 | 0 | 0 | 0 | 0 | 0 | 0 | 0 | 0 | 0 | 0 | 0 | 0 | 0 | 0 | 0 | 0 | 0 | 0 | 0 | 0 | 0 | 0 | 0 | 0 | 0 | 0 | 0 | 0 | 0 | 0 | 0 | 0 | 0 | 0 | 0 | 0 | 0 | 0 | 0 | 0 | 0 | 0 | 0 | 0 | 0 | 0 | 0 | 0 | 0 | 0 | 0 | 0 | 0 | 0 | 0 | 0 | 0 | 0 | 0 | 0 | 0 | 0 | 0 | 0 | 0 | 0 | 0 | 0 | 0 | 0 | 0 | 0 | 0 | 0 | 0 | 0 | 0 | 0 | 0 | 0 | 0 | 0 | 0 | 0 | 0 | 0 | 0 | 0 | 0 | 0 | 0 | 0 | 0 | 0 | 0 | 0 | 0 | 0 | 0 | 0 | 0 | 0 | 0 | 0 | 0 | 0 | 0 | 0 | 0 | 0 | 0 | 0 | 0 | 0 | 0 | 0 | 0 | 0 | 0 | 0 | 0 | 0 | 0 | 0 | 0 | 0 | 0 | 0 | 0 | 0 | 0 | 0 | 0 | 0 | 0 | 0 | 0 | 0 | 0 | 0 | 0 | 0 | 0 | 0 | 0 | 0 | 0 | 0 | 0 | 0 | 0 | 0 | 0 | 0 | 0 | 0 | 0 | 0 | 0 | 0 | 0 | 0 | 0 | 0 | 0 | 0 | 0 | 0 | 0 | 0 | 0 | 0 | 0 | 0 | 0 | 0 | 0 | 0 | 0 | 0 | 0 | 0 | 0 | 0 | 0 | 0 | 0 | 0 | 0 | 0 | 0 | 0 | 0 | 0 | 0 | 0 | 0 | 0 | 0 | 0 | 0 | 0 | 0 | 0 | 0 | 0 | 0 | 0 | 0 | 0 | 0 | 0 | 0 | 0 | 0 | 0 | 0 | 0 | 0 | 0 | 0 | 0 | 0 | 0 | 0 | 0 | 0 | 0 | 0 | 0 | 0 | 0 | 0 | 0 | 0 | 0 | 0 | 0 | 0 | 0 | 0 | 0 | 0 | 0 | 0 | 0 | 0 | 0 | 0 | 0 | 0 | 0 | 0 | 0 | 0 | 0 | 0 | 0 | 0 | 0 | 0 | 0 | 0 | 0 | 0 | 0 | 0 | 0 | 0 | 0 | 0 | 0 | 0 | 0 | 0 | 0 | 0 | 0 | 0 | 0 | 0 | 0
T&D Flag |  | 0 | 0 | 0 | 0 | 0 | 0 | 0 | 0 | 0 | 0 | 0 | 0 | 0 | 0 | 0 | 0 | 0 | 0 | 0 | 0 | 0 | 0 | 0 | 0 | 0 | 0 | 0 | 0 | 0 | 0 | 0 | 0 | 0 | 0 | 0 | 0 | 0 | 0 | 0 | 0 | 0 | 0 | 0 | 0 | 0 | 0 | 0 | 0 | 0 | 0 | 0 | 0 | 0 | 0 | 0 | 0 | 0 | 0 | 0 | 0 | 0 | 0 | 0 | 0 | 0 | 0 | 0 | 0 | 0 | 0 | 0 | 0 | 1 | 1 | 1 | 1 | 1 | 1 | 1 | 1 | 1 | 1 | 1 | 1 | 1 | 1 | 1 | 1 | 1 | 1 | 1 | 1 | 1 | 1 | 1 | 1 | 0 | 0 | 0 | 0 | 0 | 0 | 0 | 0 | 0 | 0 | 0 | 0 | 0 | 0 | 0 | 0 | 0 | 0 | 0 | 0 | 0 | 0 | 0 | 0 | 0 | 0 | 0 | 0 | 0 | 0 | 0 | 0 | 0 | 0 | 0 | 0 | 0 | 0 | 0 | 0 | 0 | 0 | 0 | 0 | 0 | 0 | 0 | 0 | 0 | 0 | 0 | 0 | 0 | 0 | 0 | 0 | 0 | 0 | 0 | 0 | 0 | 0 | 0 | 0 | 0 | 0 | 0 | 0 | 0 | 0 | 0 | 0 | 0 | 0 | 0 | 0 | 0 | 0 | 0 | 0 | 0 | 0 | 0 | 0 | 0 | 0 | 0 | 0 | 0 | 0 | 0 | 0 | 0 | 0 | 0 | 0 | 0 | 0 | 0 | 0 | 0 | 0 | 0 | 0 | 0 | 0 | 0 | 0 | 0 | 0 | 0 | 0 | 0 | 0 | 0 | 0 | 0 | 0 | 0 | 0 | 0 | 0 | 0 | 0 | 0 | 0 | 0 | 0 | 0 | 0 | 0 | 0 | 0 | 0 | 0 | 0 | 0 | 0 | 0 | 0 | 0 | 0 | 0 | 0 | 0 | 0 | 0 | 0 | 0 | 0 | 0 | 0 | 0 | 0 | 0 | 0 | 0 | 0 | 0 | 0 | 0 | 0 | 0 | 0 | 0 | 0 | 0 | 0 | 0 | 0 | 0 | 0 | 0 | 0 | 0 | 0 | 0 | 0 | 0 | 0 | 0 | 0 | 0 | 0 | 0 | 0 | 0 | 0 | 0 | 0 | 0 | 0 | 0 | 0 | 0 | 0 | 0 | 0 | 0 | 0 | 0 | 0 | 0 | 0 | 0 | 0 | 0 | 0 | 0 | 0 | 0 | 0 | 0 | 0 | 0 | 0 | 0 | 0 | 0 | 0 | 0 | 0 | 0 | 0 | 0 | 0 | 0 | 0 | 0 | 0 | 0 | 0 | 0 | 0 | 0 | 0 | 0 | 0 | 0 | 0 | 0 | 0 | 0 | 0 | 0 | 0 | 0 | 0 | 0 | 0 | 0 | 0 | 0 | 0 | 0 | 0 | 0 | 0 | 0 | 0 | 0 | 0 | 0 | 0 | 0 | 0 | 0 | 0 | 0 | 0 | 0 | 0 | 0 | 0 | 0 | 0 | 0 | 0 | 0 | 0 | 0 | 0 | 0 | 0
Nominal Site Capacity - kW (0) |  | 11.5 | 11.5 | 11.5 | 11.5 | 11.5 | 11.5 | 11.5 | 11.5 | 11.5 | 11.5 | 11.5 | 11.5 | 11.5 | 11.5 | 11.5 | 11.5 | 11.5 | 11.5 | 11.5 | 11.5 | 11.5 | 11.5 | 11.5 | 11.5 | 11.5 | 11.5 | 11.5 | 11.5 | 11.5 | 11.5 | 11.5 | 11.5 | 11.5 | 11.5 | 11.5 | 11.5 | 11.5 | 11.5 | 11.5 | 11.5 | 11.5 | 11.5 | 11.5 | 11.5 | 11.5 | 11.5 | 11.5 | 11.5 | 11.5 | 11.5 | 11.5 | 11.5 | 11.5 | 11.5 | 11.5 | 11.5 | 11.5 | 11.5 | 11.5 | 11.5 | 11.5 | 11.5 | 11.5 | 11.5 | 11.5 | 11.5 | 11.5 | 11.5 | 11.5 | 11.5 | 11.5 | 11.5 | 11.5 | 11.5 | 11.5 | 11.5 | 11.5 | 11.5 | 11.5 | 11.5 | 11.5 | 11.5 | 11.5 | 11.5 | 11.5 | 11.5 | 11.5 | 11.5 | 11.5 | 11.5 | 11.5 | 11.5 | 11.5 | 11.5 | 11.5 | 11.5 | 11.5 | 11.5 | 11.5 | 11.5 | 11.5 | 11.5 | 11.5 | 11.5 | 11.5 | 11.5 | 11.5 | 11.5 | 11.5 | 11.5 | 11.5 | 11.5 | 11.5 | 11.5 | 11.5 | 11.5 | 11.5 | 11.5 | 11.5 | 11.5 | 11.385 | 11.385 | 11.385 | 11.385 | 11.385 | 11.385 | 11.385 | 11.385 | 11.385 | 11.385 | 11.385 | 11.385 | 11.27 | 11.27 | 11.27 | 11.27 | 11.27 | 11.27 | 11.27 | 11.27 | 11.27 | 11.27 | 11.27 | 11.27 | 11.155 | 11.155 | 11.155 | 11.155 | 11.155 | 11.155 | 11.155 | 11.155 | 11.155 | 11.155 | 11.155 | 11.155 | 10.81 | 10.81 | 10.81 | 10.81 | 10.81 | 10.81 | 10.81 | 10.81 | 10.81 | 10.81 | 10.81 | 10.81 | 0 | 0 | 0 | 0 | 0 | 0 | 0 | 0 | 0 | 0 | 0 | 0 | 0 | 0 | 0 | 0 | 0 | 0 | 0 | 0 | 0 | 0 | 0 | 0 | 0 | 0 | 0 | 0 | 0 | 0 | 0 | 0 | 0 | 0 | 0 | 0 | 0 | 0 | 0 | 0 | 0 | 0 | 0 | 0 | 0 | 0 | 0 | 0 | 0 | 0 | 0 | 0 | 0 | 0 | 0 | 0 | 0 | 0 | 0 | 0 | 0 | 0 | 0 | 0 | 0 | 0 | 0 | 0 | 0 | 0 | 0 | 0 | 0 | 0 | 0 | 0 | 0 | 0 | 0 | 0 | 0 | 0 | 0 | 0 | 0 | 0 | 0 | 0 | 0 | 0 | 0 | 0 | 0 | 0 | 0 | 0 | 0 | 0 | 0 | 0 | 0 | 0 | 0 | 0 | 0 | 0 | 0 | 0 | 0 | 0 | 0 | 0 | 0 | 0 | 0 | 0 | 0 | 0 | 0 | 0 | 0 | 0 | 0 | 0 | 0 | 0 | 0 | 0 | 0 | 0 | 0 | 0 | 0 | 0 | 0 | 0 | 0 | 0 | 0 | 0 | 0 | 0 | 0 | 0 | 0 | 0 | 0 | 0 | 0 | 0 | 0 | 0 | 0 | 0 | 0 | 0 | 0 | 0 | 0 | 0 | 0 | 0 | 0 | 0 | 0 | 0 | 0 | 0 | 0 | 0 | 0 | 0 | 0 | 0 | 0 | 0 | 0 | 0 | 0 | 0 | 0 | 0 | 0 | 0 | 0 | 0 | 0 | 0 | 0 | 0 | 0 | 0 | 0 | 0 | 0 | 0 | 0 | 0 | 0 | 0 | 0 | 0 | 0 | 0 | 0 | 0 | 0 | 0 | 0 | 0 | 0 | 0
Capacity Volume (1) |  | 0 | 0 | 0 | 0 | 0 | 0 | 0 | 10.8 | 0 | 0 | 0 | 0 | 0 | 0 | 0 | 0 | 0 | 0 | 0 | 10.8 | 0 | 0 | 0 | 0 | 0 | 0 | 0 | 0 | 0 | 0 | 0 | 10.7 | 0 | 0 | 0 | 0 | 0 | 0 | 0 | 0 | 0 | 0 | 0 | 10.7 | 0 | 0 | 0 | 0 | 0 | 0 | 0 | 0 | 0 | 0 | 0 | 10.7 | 0 | 0 | 0 | 0 | 0 | 0 | 0 | 0 | 0 | 0 | 0 | 10.7 | 0 | 0 | 0 | 0 | 0 | 0 | 0 | 0 | 0 | 0 | 0 | 10.6 | 0 | 0 | 0 | 0 | 0 | 0 | 0 | 0 | 0 | 0 | 0 | 10.6 | 0 | 0 | 0 | 0 | 0 | 0 | 0 | 0 | 0 | 0 | 0 | 10.5 | 0 | 0 | 0 | 0 | 0 | 0 | 0 | 0 | 0 | 0 | 0 | 10.5 | 0 | 0 | 0 | 0 | 0 | 0 | 0 | 0 | 0 | 0 | 0 | 10.3 | 0 | 0 | 0 | 0 | 0 | 0 | 0 | 0 | 0 | 0 | 0 | 10.2 | 0 | 0 | 0 | 0 | 0 | 0 | 0 | 0 | 0 | 0 | 0 | 10.1 | 0 | 0 | 0 | 0 | 0 | 0 | 0 | 0 | 0 | 0 | 0 | 9.7 | 0 | 0 | 0 | 0 | 0 | 0 | 0 | 0 | 0 | 0 | 0 | 0 | 0 | 0 | 0 | 0 | 0 | 0 | 0 | 0 | 0 | 0 | 0 | 0 | 0 | 0 | 0 | 0 | 0 | 0 | 0 | 0 | 0 | 0 | 0 | 0 | 0 | 0 | 0 | 0 | 0 | 0 | 0 | 0 | 0 | 0 | 0 | 0 | 0 | 0 | 0 | 0 | 0 | 0 | 0 | 0 | 0 | 0 | 0 | 0 | 0 | 0 | 0 | 0 | 0 | 0 | 0 | 0 | 0 | 0 | 0 | 0 | 0 | 0 | 0 | 0 | 0 | 0 | 0 | 0 | 0 | 0 | 0 | 0 | 0 | 0 | 0 | 0 | 0 | 0 | 0 | 0 | 0 | 0 | 0 | 0 | 0 | 0 | 0 | 0 | 0 | 0 | 0 | 0 | 0 | 0 | 0 | 0 | 0 | 0 | 0 | 0 | 0 | 0 | 0 | 0 | 0 | 0 | 0 | 0 | 0 | 0 | 0 | 0 | 0 | 0 | 0 | 0 | 0 | 0 | 0 | 0 | 0 | 0 | 0 | 0 | 0 | 0 | 0 | 0 | 0 | 0 | 0 | 0 | 0 | 0 | 0 | 0 | 0 | 0 | 0 | 0 | 0 | 0 | 0 | 0 | 0 | 0 | 0 | 0 | 0 | 0 | 0 | 0 | 0 | 0 | 0 | 0 | 0 | 0 | 0 | 0 | 0 | 0 | 0 | 0 | 0 | 0 | 0 | 0 | 0 | 0 | 0 | 0 | 0 | 0 | 0 | 0 | 0 | 0 | 0 | 0 | 0 | 0 | 0 | 0 | 0 | 0 | 0 | 0 | 0 | 0 | 0 | 0 | 0 | 0 | 0 | 0 | 0 | 0 | 0 | 0 | 0 | 0 | 0 | 0
RNS Volume (1) |  | 10.8 | 10.8 | 10.8 | 10.8 | 10.8 | 10.8 | 10.8 | 10.8 | 10.8 | 10.8 | 10.8 | 10.8 | 10.8 | 10.8 | 10.8 | 10.8 | 10.8 | 10.8 | 10.8 | 10.8 | 10.8 | 10.8 | 10.8 | 10.8 | 10.7 | 10.7 | 10.7 | 10.7 | 10.7 | 10.7 | 10.7 | 10.7 | 10.7 | 10.7 | 10.7 | 10.7 | 10.7 | 10.7 | 10.7 | 10.7 | 10.7 | 10.7 | 10.7 | 10.7 | 10.7 | 10.7 | 10.7 | 10.7 | 10.7 | 10.7 | 10.7 | 10.7 | 10.7 | 10.7 | 10.7 | 10.7 | 10.7 | 10.7 | 10.7 | 10.7 | 10.7 | 10.7 | 10.7 | 10.7 | 10.7 | 10.7 | 10.7 | 10.7 | 10.7 | 10.7 | 10.7 | 10.7 | 10.6 | 10.6 | 10.6 | 10.6 | 10.6 | 10.6 | 10.6 | 10.6 | 10.6 | 10.6 | 10.6 | 10.6 | 10.6 | 10.6 | 10.6 | 10.6 | 10.6 | 10.6 | 10.6 | 10.6 | 10.6 | 10.6 | 10.6 | 10.6 | 10.5 | 10.5 | 10.5 | 10.5 | 10.5 | 10.5 | 10.5 | 10.5 | 10.5 | 10.5 | 10.5 | 10.5 | 10.5 | 10.5 | 10.5 | 10.5 | 10.5 | 10.5 | 10.5 | 10.5 | 10.5 | 10.5 | 10.5 | 10.5 | 10.3 | 10.3 | 10.3 | 10.3 | 10.3 | 10.3 | 10.3 | 10.3 | 10.3 | 10.3 | 10.3 | 10.3 | 10.2 | 10.2 | 10.2 | 10.2 | 10.2 | 10.2 | 10.2 | 10.2 | 10.2 | 10.2 | 10.2 | 10.2 | 10.1 | 10.1 | 10.1 | 10.1 | 10.1 | 10.1 | 10.1 | 10.1 | 10.1 | 10.1 | 10.1 | 10.1 | 9.7 | 9.7 | 9.7 | 9.7 | 9.7 | 9.7 | 9.7 | 9.7 | 9.7 | 9.7 | 9.7 | 9.7 | 0 | 0 | 0 | 0 | 0 | 0 | 0 | 0 | 0 | 0 | 0 | 0 | 0 | 0 | 0 | 0 | 0 | 0 | 0 | 0 | 0 | 0 | 0 | 0 | 0 | 0 | 0 | 0 | 0 | 0 | 0 | 0 | 0 | 0 | 0 | 0 | 0 | 0 | 0 | 0 | 0 | 0 | 0 | 0 | 0 | 0 | 0 | 0 | 0 | 0 | 0 | 0 | 0 | 0 | 0 | 0 | 0 | 0 | 0 | 0 | 0 | 0 | 0 | 0 | 0 | 0 | 0 | 0 | 0 | 0 | 0 | 0 | 0 | 0 | 0 | 0 | 0 | 0 | 0 | 0 | 0 | 0 | 0 | 0 | 0 | 0 | 0 | 0 | 0 | 0 | 0 | 0 | 0 | 0 | 0 | 0 | 0 | 0 | 0 | 0 | 0 | 0 | 0 | 0 | 0 | 0 | 0 | 0 | 0 | 0 | 0 | 0 | 0 | 0 | 0 | 0 | 0 | 0 | 0 | 0 | 0 | 0 | 0 | 0 | 0 | 0 | 0 | 0 | 0 | 0 | 0 | 0 | 0 | 0 | 0 | 0 | 0 | 0 | 0 | 0 | 0 | 0 | 0 | 0 | 0 | 0 | 0 | 0 | 0 | 0 | 0 | 0 | 0 | 0 | 0 | 0 | 0 | 0 | 0 | 0 | 0 | 0 | 0 | 0 | 0 | 0 | 0 | 0 | 0 | 0 | 0 | 0 | 0 | 0 | 0 | 0 | 0 | 0 | 0 | 0 | 0 | 0 | 0 | 0 | 0 | 0 | 0 | 0 | 0 | 0 | 0 | 0 | 0 | 0 | 0 | 0 | 0 | 0 | 0 | 0 | 0 | 0 | 0 | 0 | 0 | 0 | 0 | 0 | 0 | 0 | 0 | 0
Reserve Margin |  | 35% | 35% | 35% | 35% | 35% | 35% | 35% | 35% | 35% | 35% | 35% | 35% | 35% | 35% | 35% | 35% | 35% | 35% | 35% | 35% | 35% | 35% | 35% | 35% | 35% | 35% | 35% | 35% | 35% | 35% | 35% | 35% | 35% | 35% | 35% | 35% | 35% | 35% | 35% | 35% | 35% | 35% | 35% | 35% | 35% | 35% | 35% | 35% | 35% | 35% | 35% | 35% | 35% | 35% | 35% | 35% | 35% | 35% | 35% | 35% | 35% | 35% | 35% | 35% | 35% | 35% | 35% | 35% | 35% | 35% | 35% | 35% | 35% | 35% | 35% | 35% | 35% | 35% | 35% | 35% | 35% | 35% | 35% | 35% | 35% | 35% | 35% | 35% | 35% | 35% | 35% | 35% | 35% | 35% | 35% | 35% | 35% | 35% | 35% | 35% | 35% | 35% | 35% | 35% | 35% | 35% | 35% | 35% | 35% | 35% | 35% | 35% | 35% | 35% | 35% | 35% | 35% | 35% | 35% | 35% | 35% | 35% | 35% | 35% | 35% | 35% | 35% | 35% | 35% | 35% | 35% | 35% | 35% | 35% | 35% | 35% | 35% | 35% | 35% | 35% | 35% | 35% | 35% | 35% | 35% | 35% | 35% | 35% | 35% | 35% | 35% | 35% | 35% | 35% | 35% | 35% | 35% | 35% | 35% | 35% | 35% | 35% | 35% | 35% | 35% | 35% | 35% | 35% | 35% | 35% | 35% | 35% | 35% | 35% | 35% | 35% | 35% | 35% | 35% | 35% | 35% | 35% | 35% | 35% | 35% | 35% | 35% | 35% | 35% | 35% | 35% | 35% | 35% | 35% | 35% | 35% | 35% | 35% | 35% | 35% | 35% | 35% | 35% | 35% | 35% | 35% | 35% | 35% | 35% | 35% | 35% | 35% | 35% | 35% | 35% | 35% | 35% | 35% | 35% | 35% | 35% | 35% | 35% | 35% | 35% | 35% | 35% | 35% | 35% | 35% | 35% | 35% | 35% | 35% | 35% | 35% | 35% | 35% | 35% | 35% | 35% | 35% | 35% | 35% | 35% | 35% | 35% | 35% | 35% | 35% | 35% | 35% | 35% | 35% | 35% | 35% | 35% | 35% | 35% | 35% | 35% | 35% | 35% | 35% | 35% | 35% | 35% | 35% | 35% | 35% | 35% | 35% | 35% | 35% | 35% | 35% | 35% | 35% | 35% | 35% | 35% | 35% | 35% | 35% | 35% | 35% | 35% | 35% | 35% | 35% | 35% | 35% | 35% | 35% | 35% | 35% | 35% | 35% | 35% | 35% | 35% | 35% | 35% | 35% | 35% | 35% | 35% | 35% | 35% | 35% | 35% | 35% | 35% | 35% | 35% | 35% | 35% | 35% | 35% | 35% | 35% | 35% | 35% | 35% | 35% | 35% | 35% | 35% | 35% | 35% | 35% | 35% | 35% | 35% | 35% | 35% | 35% | 35% | 35% | 35% | 35% | 35% | 35% | 35% | 35% | 35% | 35% | 35% | 35% | 35% | 35% | 35% | 35% | 35% | 35% | 35% | 35% | 35% | 35% | 35% | 35% | 35% | 35% | 35% | 35% | 35% | 35% | 35% | 35% | 35% | 35% | 35% | 35% | 35% | 35% | 35% | 35% | 35% | 35% | 35%
Marginal Losses | bar: 1 to 8
[382 empty] | Month | Year | Beginning | Ending | Volume
Adjusted Capacity Volume (2) |  | 0 | 0 | 0 | 0 | 0 | 9.898 | 9.898 | 9.898 | 9.898 | 9.898 | 9.898 | 9.898 | 9.403 | 9.403 | 9.403 | 9.403 | 9.403 | 9.403 | 9.403 | 9.403 | 9.403 | 9.403 | 9.403 | 9.403 | 8.933 | 8.933 | 8.933 | 8.933 | 8.933 | 8.85 | 8.85 | 8.85 | 8.85 | 8.85 | 8.85 | 8.85 | 8.408 | 8.408 | 8.408 | 8.408 | 8.408 | 8.408 | 8.408 | 8.408 | 8.408 | 8.408 | 8.408 | 8.408 | 7.987 | 7.987 | 7.987 | 7.987 | 7.987 | 7.987 | 7.987 | 7.987 | 7.987 | 7.987 | 7.987 | 7.987 | 7.588 | 7.588 | 7.588 | 7.588 | 7.588 | 7.588 | 7.588 | 7.588 | 7.588 | 7.588 | 7.588 | 7.588 | 7.209 | 7.209 | 7.209 | 7.209 | 7.209 | 7.141 | 7.141 | 7.141 | 7.141 | 7.141 | 7.141 | 7.141 | 6.784 | 6.784 | 6.784 | 6.784 | 6.784 | 6.784 | 6.784 | 6.784 | 6.784 | 6.784 | 6.784 | 6.784 | 6.445 | 6.445 | 6.445 | 6.445 | 6.445 | 6.384 | 6.384 | 6.384 | 6.384 | 6.384 | 6.384 | 6.384 | 6.065 | 6.065 | 6.065 | 6.065 | 6.065 | 6.065 | 6.065 | 6.065 | 6.065 | 6.065 | 6.065 | 6.065 | 5.762 | 5.762 | 5.762 | 5.762 | 5.762 | 5.652 | 5.652 | 5.652 | 5.652 | 5.652 | 5.652 | 5.652 | 5.369 | 5.369 | 5.369 | 5.369 | 5.369 | 5.317 | 5.317 | 5.317 | 5.317 | 5.317 | 5.317 | 5.317 | 5.051 | 5.051 | 5.051 | 5.051 | 5.051 | 5.002 | 5.002 | 5.002 | 5.002 | 5.002 | 5.002 | 5.002 | 4.752 | 4.752 | 4.752 | 4.752 | 4.752 | 4.564 | 4.564 | 4.564 | 4.564 | 4.564 | 4.564 | 4.564 | 4.335 | 4.335 | 4.335 | 4.335 | 4.335 | 0 | 0 | 0 | 0 | 0 | 0 | 0 | 0 | 0 | 0 | 0 | 0 | 0 | 0 | 0 | 0 | 0 | 0 | 0 | 0 | 0 | 0 | 0 | 0 | 0 | 0 | 0 | 0 | 0 | 0 | 0 | 0 | 0 | 0 | 0 | 0 | 0 | 0 | 0 | 0 | 0 | 0 | 0 | 0 | 0 | 0 | 0 | 0 | 0 | 0 | 0 | 0 | 0 | 0 | 0 | 0 | 0 | 0 | 0 | 0 | 0 | 0 | 0 | 0 | 0 | 0 | 0 | 0 | 0 | 0 | 0 | 0 | 0 | 0 | 0 | 0 | 0 | 0 | 0 | 0 | 0 | 0 | 0 | 0 | 0 | 0 | 0 | 0 | 0 | 0 | 0 | 0 | 0 | 0 | 0 | 0 | 0 | 0 | 0 | 0 | 0 | 0 | 0 | 0 | 0 | 0 | 0 | 0 | 0 | 0 | 0 | 0 | 0 | 0 | 0 | 0 | 0 | 0 | 0 | 0 | 0 | 0 | 0 | 0 | 0 | 0 | 0 | 0 | 0 | 0 | 0 | 0 | 0 | 0 | 0 | 0 | 0 | 0 | 0 | 0 | 0 | 0 | 0 | 0 | 0 | 0 | 0 | 0 | 0 | 0 | 0 | 0 | 0 | 0 | 0 | 0 | 0 | 0 | 0 | 0 | 0 | 0 | 0 | 0 | 0 | 0 | 0 | 0 | 0 | 0 | 0 | 0 | 0 | 0 | 0 | 0 | 0 | 0 | 0 | 0 | 0 | 0 | 0 | 0 | 0 | 0 | 0 | [20 empty] | 8 | 2025 | 2025-06-01 | 2026-05-31 | 0
Adjusted RNS Volume (2) |  | 0 | 6.046 | 6.046 | 6.046 | 6.046 | 6.046 | 6.046 | 6.046 | 6.046 | 6.046 | 6.046 | 6.046 | 5.714 | 5.714 | 5.714 | 5.714 | 5.714 | 5.714 | 5.714 | 5.714 | 5.714 | 5.714 | 5.714 | 5.714 | 5.4 | 5.35 | 5.35 | 5.35 | 5.35 | 5.35 | 5.35 | 5.35 | 5.35 | 5.35 | 5.35 | 5.35 | 5.055 | 5.055 | 5.055 | 5.055 | 5.055 | 5.055 | 5.055 | 5.055 | 5.055 | 5.055 | 5.055 | 5.055 | 4.777 | 4.777 | 4.777 | 4.777 | 4.777 | 4.777 | 4.777 | 4.777 | 4.777 | 4.777 | 4.777 | 4.777 | 4.515 | 4.515 | 4.515 | 4.515 | 4.515 | 4.515 | 4.515 | 4.515 | 4.515 | 4.515 | 4.515 | 4.515 | 4.266 | 4.226 | 4.226 | 4.226 | 4.226 | 4.226 | 4.226 | 4.226 | 4.226 | 4.226 | 4.226 | 4.226 | 3.994 | 3.994 | 3.994 | 3.994 | 3.994 | 3.994 | 3.994 | 3.994 | 3.994 | 3.994 | 3.994 | 3.994 | 3.774 | 3.739 | 3.739 | 3.739 | 3.739 | 3.739 | 3.739 | 3.739 | 3.739 | 3.739 | 3.739 | 3.739 | 3.533 | 3.533 | 3.533 | 3.533 | 3.533 | 3.533 | 3.533 | 3.533 | 3.533 | 3.533 | 3.533 | 3.533 | 3.339 | 3.275 | 3.275 | 3.275 | 3.275 | 3.275 | 3.275 | 3.275 | 3.275 | 3.275 | 3.275 | 3.275 | 3.095 | 3.065 | 3.065 | 3.065 | 3.065 | 3.065 | 3.065 | 3.065 | 3.065 | 3.065 | 3.065 | 3.065 | 2.896 | 2.868 | 2.868 | 2.868 | 2.868 | 2.868 | 2.868 | 2.868 | 2.868 | 2.868 | 2.868 | 2.868 | 2.71 | 2.603 | 2.603 | 2.603 | 2.603 | 2.603 | 2.603 | 2.603 | 2.603 | 2.603 | 2.603 | 2.603 | 2.46 | 0 | 0 | 0 | 0 | 0 | 0 | 0 | 0 | 0 | 0 | 0 | 0 | 0 | 0 | 0 | 0 | 0 | 0 | 0 | 0 | 0 | 0 | 0 | 0 | 0 | 0 | 0 | 0 | 0 | 0 | 0 | 0 | 0 | 0 | 0 | 0 | 0 | 0 | 0 | 0 | 0 | 0 | 0 | 0 | 0 | 0 | 0 | 0 | 0 | 0 | 0 | 0 | 0 | 0 | 0 | 0 | 0 | 0 | 0 | 0 | 0 | 0 | 0 | 0 | 0 | 0 | 0 | 0 | 0 | 0 | 0 | 0 | 0 | 0 | 0 | 0 | 0 | 0 | 0 | 0 | 0 | 0 | 0 | 0 | 0 | 0 | 0 | 0 | 0 | 0 | 0 | 0 | 0 | 0 | 0 | 0 | 0 | 0 | 0 | 0 | 0 | 0 | 0 | 0 | 0 | 0 | 0 | 0 | 0 | 0 | 0 | 0 | 0 | 0 | 0 | 0 | 0 | 0 | 0 | 0 | 0 | 0 | 0 | 0 | 0 | 0 | 0 | 0 | 0 | 0 | 0 | 0 | 0 | 0 | 0 | 0 | 0 | 0 | 0 | 0 | 0 | 0 | 0 | 0 | 0 | 0 | 0 | 0 | 0 | 0 | 0 | 0 | 0 | 0 | 0 | 0 | 0 | 0 | 0 | 0 | 0 | 0 | 0 | 0 | 0 | 0 | 0 | 0 | 0 | 0 | 0 | 0 | 0 | 0 | 0 | 0 | 0 | 0 | 0 | 0 | 0 | 0 | 0 | 0 | 0 | 0 | 0 | 0 | 0 | 0 | 0 | [20 empty] | 8 | 2026 | 2026-06-01 | 2027-05-31 | 0
[382 empty] | 8 | 2027 | 2027-06-01 | 2028-05-31 | 0
RNS Price - $/kW-month |  | 20.3723 | 20.4178 | 20.4178 | 20.4178 | 20.4178 | 20.4178 | 20.4178 | 20.4178 | 20.4178 | 20.4178 | 20.4178 | 20.4178 | 21.2878 | 21.3341 | 21.3341 | 21.3341 | 21.3341 | 21.3341 | 21.3341 | 21.3341 | 21.3341 | 21.3341 | 21.3341 | 21.3341 | 21.8041 | 21.8514 | 21.8514 | 21.8514 | 21.8514 | 21.8514 | 21.8514 | 21.8514 | 21.8514 | 21.8514 | 21.8514 | 21.8514 | 22.1514 | 22.1996 | 22.1996 | 22.1996 | 22.1996 | 22.1996 | 22.1996 | 22.1996 | 22.1996 | 22.1996 | 22.1996 | 22.1996 | 22.4896 | 22.5388 | 22.5388 | 22.5388 | 22.5388 | 22.5388 | 22.5388 | 22.5388 | 22.5388 | 22.5388 | 22.5388 | 22.5388 | 22.8388 | 22.889 | 22.889 | 22.889 | 22.889 | 22.889 | 22.889 | 22.889 | 22.889 | 22.889 | 22.889 | 22.889 | 23.199 | 23.2502 | 23.2502 | 23.2502 | 23.2502 | 23.2502 | 23.2502 | 23.2502 | 23.2502 | 23.2502 | 23.2502 | 23.2502 | 23.5602 | 23.6124 | 23.6124 | 23.6124 | 23.6124 | 23.6124 | 23.6124 | 23.6124 | 23.6124 | 23.6124 | 23.6124 | 23.6124 | 23.9224 | 23.9756 | 23.9756 | 23.9756 | 23.9756 | 23.9756 | 23.9756 | 23.9756 | 23.9756 | 23.9756 | 23.9756 | 23.9756 | 24.2956 | 24.3499 | 24.3499 | 24.3499 | 24.3499 | 24.3499 | 24.3499 | 24.3499 | 24.3499 | 24.3499 | 24.3499 | 24.3499 | 24.6699 | 24.7253 | 24.7253 | 24.7253 | 24.7253 | 24.7253 | 24.7253 | 24.7253 | 24.7253 | 24.7253 | 24.7253 | 24.7253 | 25.0553 | 25.1118 | 25.1118 | 25.1118 | 25.1118 | 25.1118 | 25.1118 | 25.1118 | 25.1118 | 25.1118 | 25.1118 | 25.1118 | 25.4418 | 25.4995 | 25.4995 | 25.4995 | 25.4995 | 25.4995 | 25.4995 | 25.4995 | 25.4995 | 25.4995 | 25.4995 | 25.4995 | 25.8395 | 25.8983 | 25.8983 | 25.8983 | 25.8983 | 25.8983 | 25.8983 | 25.8983 | 25.8983 | 25.8983 | 25.8983 | 25.8983 | 26.2483 | 26.3082 | 26.3082 | 26.3082 | 26.3082 | 26.3082 | 26.3082 | 26.3082 | 26.3082 | 26.3082 | 26.3082 | 26.3082 | 26.6582 | 26.7194 | 26.7194 | 26.7194 | 26.7194 | 26.7194 | 26.7194 | 26.7194 | 26.7194 | 26.7194 | 26.7194 | 26.7194 | 27.0694 | 27.1318 | 27.1318 | 27.1318 | 27.1318 | 27.1318 | 27.1318 | 27.1318 | 27.1318 | 27.1318 | 27.1318 | 27.1318 | 27.4918 | 27.5554 | 27.5554 | 27.5554 | 27.5554 | 27.5554 | 27.5554 | 27.5554 | 27.5554 | 27.5554 | 27.5554 | 27.5554 | 27.9154 | 27.9803 | 27.9803 | 27.9803 | 27.9803 | 27.9803 | 27.9803 | 27.9803 | 27.9803 | 27.9803 | 27.9803 | 27.9803 | 28.3503 | 28.4165 | 28.4165 | 28.4165 | 28.4165 | 28.4165 | 28.4165 | 28.4165 | 28.4165 | 28.4165 | 28.4165 | 28.4165 | 28.7965 | 28.8641 | 28.8641 | 28.8641 | 28.8641 | 28.8641 | 28.8641 | 28.8641 | 28.8641 | 28.8641 | 28.8641 | 28.8641 | 29.2441 | 29.3129 | 29.3129 | 29.3129 | 29.3129 | 29.3129 | 29.3129 | 29.3129 | 29.3129 | 29.3129 | 29.3129 | 29.3129 | 29.7029 | 29.7732 | 29.7732 | 29.7732 | 29.7732 | 29.7732 | 29.7732 | 29.7732 | 29.7732 | 29.7732 | 29.7732 | 29.7732 | 30.1632 | 30.2349 | 30.2349 | 30.2349 | 30.2349 | 30.2349 | 30.2349 | 30.2349 | 30.2349 | 30.2349 | 30.2349 | 30.2349 | 30.6349 | 30.708 | 30.708 | 30.708 | 30.708 | 30.708 | 30.708 | 30.708 | 30.708 | 30.708 | 30.708 | 30.708 | 31.108 | 31.1825 | 31.1825 | 31.1825 | 31.1825 | 31.1825 | 31.1825 | 31.1825 | 31.1825 | 31.1825 | 31.1825 | 31.1825 | 31.5925 | 31.6686 | 31.6686 | 31.6686 | 31.6686 | 31.6686 | 31.6686 | 31.6686 | 31.6686 | 31.6686 | 31.6686 | 31.6686 | 32.0886 | 32.1661 | 32.1661 | 32.1661 | 32.1661 | 32.1661 | 32.1661 | 32.1661 | 32.1661 | 32.1661 | 32.1661 | 32.1661 | 32.5861 | 32.6653 | 32.6653 | 32.6653 | 32.6653 | 32.6653 | 32.6653 | 32.6653 | 32.6653 | 32.6653 | 0 | 0 | 0 | 0 | 0 | 0 | 0 | 0 | 0 | 0 | 0 | 0 | 0 | 0 | 0 | 0 | 0 | 0 | 0 | 0 | 0 | 0 | 0 | 0 | 0 | 0 | 0 | 0 | 0 | 0 | 0 | 0 | 0 | 0 | 8 | 2028 | 2028-06-01 | 2029-05-31 | 10.8
Capacity Price - $/kW-month |  | 3.58 | 3.58 | 3.58 | 3.58 | 3.58 | 4.11 | 4.11 | 4.11 | 4.11 | 4.11 | 4.11 | 4.11 | 4.11 | 4.11 | 4.11 | 4.11 | 4.11 | 4.8 | 4.8 | 4.8 | 4.8 | 4.8 | 4.8 | 4.8 | 4.8 | 4.8 | 4.8 | 4.8 | 4.8 | 4.03 | 4.03 | 4.03 | 4.03 | 4.03 | 4.03 | 4.03 | 4.03 | 4.03 | 4.03 | 4.03 | 4.03 | 4.15 | 4.15 | 4.15 | 4.15 | 4.15 | 4.15 | 4.15 | 4.15 | 4.15 | 4.15 | 4.15 | 4.15 | 4.2 | 4.2 | 4.2 | 4.2 | 4.2 | 4.2 | 4.2 | 4.2 | 4.2 | 4.2 | 4.2 | 4.2 | 4.31 | 4.31 | 4.31 | 4.31 | 4.31 | 4.31 | 4.31 | 4.31 | 4.31 | 4.31 | 4.31 | 4.31 | 4.9 | 4.9 | 4.9 | 4.9 | 4.9 | 4.9 | 4.9 | 4.9 | 4.9 | 4.9 | 4.9 | 4.9 | 5.61 | 5.61 | 5.61 | 5.61 | 5.61 | 5.61 | 5.61 | 5.61 | 5.61 | 5.61 | 5.61 | 5.61 | 5.79 | 5.79 | 5.79 | 5.79 | 5.79 | 5.79 | 5.79 | 5.79 | 5.79 | 5.79 | 5.79 | 5.79 | 6.81 | 6.81 | 6.81 | 6.81 | 6.81 | 6.81 | 6.81 | 6.81 | 6.81 | 6.81 | 6.81 | 6.81 | 8 | 8 | 8 | 8 | 8 | 8 | 8 | 8 | 8 | 8 | 8 | 8 | 9.75 | 9.75 | 9.75 | 9.75 | 9.75 | 9.75 | 9.75 | 9.75 | 9.75 | 9.75 | 9.75 | 9.75 | 9.9645 | 9.9645 | 9.9645 | 9.9645 | 9.9645 | 9.9645 | 9.9645 | 9.9645 | 9.9645 | 9.9645 | 9.9645 | 9.9645 | 10.1837 | 10.1837 | 10.1837 | 10.1837 | 10.1837 | 10.1837 | 10.1837 | 10.1837 | 10.1837 | 10.1837 | 10.1837 | 10.1837 | 10.4078 | 10.4078 | 10.4078 | 10.4078 | 10.4078 | 10.4078 | 10.4078 | 10.4078 | 10.4078 | 10.4078 | 10.4078 | 10.4078 | 10.6367 | 10.6367 | 10.6367 | 10.6367 | 10.6367 | 10.6367 | 10.6367 | 10.6367 | 10.6367 | 10.6367 | 10.6367 | 10.6367 | 10.8707 | 10.8707 | 10.8707 | 10.8707 | 10.8707 | 10.8707 | 10.8707 | 10.8707 | 10.8707 | 10.8707 | 10.8707 | 10.8707 | 11.1099 | 11.1099 | 11.1099 | 11.1099 | 11.1099 | 11.1099 | 11.1099 | 11.1099 | 11.1099 | 11.1099 | 11.1099 | 11.1099 | 11.3543 | 11.3543 | 11.3543 | 11.3543 | 11.3543 | 11.3543 | 11.3543 | 11.3543 | 11.3543 | 11.3543 | 11.3543 | 11.3543 | 11.6041 | 11.6041 | 11.6041 | 11.6041 | 11.6041 | 11.6041 | 11.6041 | 11.6041 | 11.6041 | 11.6041 | 11.6041 | 11.6041 | 11.8594 | 11.8594 | 11.8594 | 11.8594 | 11.8594 | 11.8594 | 11.8594 | 11.8594 | 11.8594 | 11.8594 | 11.8594 | 11.8594 | 12.1203 | 12.1203 | 12.1203 | 12.1203 | 12.1203 | 12.1203 | 12.1203 | 12.1203 | 12.1203 | 12.1203 | 12.1203 | 12.1203 | 12.387 | 12.387 | 12.387 | 12.387 | 12.387 | 12.387 | 12.387 | 12.387 | 12.387 | 12.387 | 12.387 | 12.387 | 12.6595 | 12.6595 | 12.6595 | 12.6595 | 12.6595 | 12.6595 | 12.6595 | 12.6595 | 12.6595 | 12.6595 | 12.6595 | 12.6595 | 12.938 | 12.938 | 12.938 | 12.938 | 12.938 | 12.938 | 12.938 | 12.938 | 12.938 | 12.938 | 12.938 | 12.938 | 13.2226 | 13.2226 | 13.2226 | 13.2226 | 13.2226 | 13.2226 | 13.2226 | 13.2226 | 13.2226 | 13.2226 | 13.2226 | 13.2226 | 13.5135 | 13.5135 | 13.5135 | 13.5135 | 13.5135 | 13.5135 | 13.5135 | 13.5135 | 13.5135 | 13.5135 | 13.5135 | 13.5135 | 13.8108 | 13.8108 | 13.8108 | 13.8108 | 13.8108 | 13.8108 | 13.8108 | 13.8108 | 13.8108 | 13.8108 | 13.8108 | 13.8108 | 14.1146 | 14.1146 | 14.1146 | 14.1146 | 14.1146 | 14.1146 | 14.1146 | 14.1146 | 14.1146 | 14.1146 | 14.1146 | 14.1146 | 0 | 0 | 0 | 0 | 0 | 0 | 0 | 0 | 0 | 0 | 0 | 0 | 0 | 0 | 0 | 0 | 0 | 0 | 0 | 0 | 0 | 0 | 0 | 0 | 0 | 0 | 0 | 8 | 2029 | 2029-06-01 | 2030-05-31 | 10.8
[382 empty] | 8 | 2030 | 2030-06-01 | 2031-05-31 | 10.7
Revenues | [381 empty] | 8 | 2031 | 2031-06-01 | 2032-05-31 | 10.7
Energy |  | 10.807 | 10.8766 | 12.0767 | 13.0352 | 13.0947 | 14.0269 | 15.3663 | 15.6503 | 13.8635 | 13.2286 | 12.246 | 12.1255 | 10.7511 | 11.4101 | 12.4843 | 13.6356 | 14.0701 | 14.413 | 15.881 | 16.2185 | 14.1425 | 14.2255 | 13.1974 | 12.4875 | 14.0663 | 14.309 | 12.6216 | 12.9909 | 13.1179 | 13.293 | 13.9636 | 13.1074 | 13.0561 | 12.9589 | 12.6629 | 12.4772 | 14.1801 | 14.1933 | 12.9447 | 13.307 | 13.3306 | 13.4705 | 14.1522 | 13.422 | 13.2733 | 13.3203 | 13.0274 | 12.6048 | 14.5475 | 14.5868 | 13.1937 | 13.491 | 13.6632 | 13.8246 | 14.3356 | 13.6612 | 13.476 | 13.6806 | 13.0731 | 13.651 | 15.1749 | 14.5798 | 13.4954 | 13.7754 | 13.8645 | 14.0967 | 14.5271 | 14.0807 | 13.8948 | 14.013 | 13.4028 | 13.8539 | 15.5194 | 15.6537 | 13.6674 | 14.0283 | 14.044 | 14.068 | 14.6118 | 14.379 | 13.9408 | 14.2826 | 13.3856 | 15.2391 | 16.0193 | 15.7109 | 13.9603 | 14.2672 | 14.193 | 14.2964 | 14.7919 | 14.7915 | 14.1199 | 14.6507 | 13.8793 | 14.6178 | 16.184 | 15.8726 | 14.1054 | 14.4152 | 14.3403 | 14.4447 | 14.9449 | 14.9445 | 14.2665 | 14.8023 | 14.0236 | 14.7691 | 16.5076 | 16.1901 | 14.3875 | 14.7035 | 14.6271 | 14.7336 | 15.2438 | 15.2434 | 14.5518 | 15.0984 | 14.3041 | 15.0645 | 16.5334 | 16.2129 | 14.3934 | 14.7124 | 14.6353 | 14.7428 | 15.2577 | 15.2573 | 14.5593 | 15.111 | 14.3092 | 15.0767 | 16.719 | 16.392 | 14.5362 | 14.8615 | 14.7829 | 14.8925 | 15.4178 | 15.4173 | 14.7053 | 15.268 | 14.4503 | 15.2331 | 16.9053 | 16.5718 | 14.6789 | 15.0107 | 14.9305 | 15.0423 | 15.5781 | 15.5776 | 14.8514 | 15.4253 | 14.5912 | 15.3898 | 16.6184 | 16.2818 | 14.3713 | 14.7063 | 14.6253 | 14.7381 | 15.2789 | 15.2784 | 14.5455 | 15.1247 | 14.2829 | 15.0888 | 1.9888 | 1.6492 | -0.27881 | 0.05917 | -0.02254 | 0.091352 | 0.63704 | 0.63658 | -0.10307 | 0.48149 | -0.36806 | 0.44524 | 2.0286 | 1.6821 | -0.28438 | 0.060353 | -0.022991 | 0.093179 | 0.64978 | 0.64932 | -0.10513 | 0.49112 | -0.37542 | 0.45414 | 2.0469 | 1.6973 | -0.28695 | 0.060899 | -0.023199 | 0.094021 | 0.65565 | 0.65518 | -0.10608 | 0.49556 | -0.37881 | 0.45825 | 2.0879 | 1.7313 | -0.29269 | 0.062117 | -0.023663 | 0.095901 | 0.66876 | 0.66828 | -0.1082 | 0.50547 | -0.38638 | 0.46741 | 2.1065 | 1.7467 | -0.2953 | 0.06267 | -0.023874 | 0.096756 | 0.67473 | 0.67424 | -0.10916 | 0.50997 | -0.38983 | 0.47158 | 2.1486 | 1.7817 | -0.30121 | 0.063924 | -0.024351 | 0.098691 | 0.68822 | 0.68773 | -0.11135 | 0.52017 | -0.39762 | 0.48101 | 0 | 0 | 0 | 0 | 0 | 0 | 0 | 0 | 0 | 0 | 0 | 0 | 0 | 0 | 0 | 0 | 0 | 0 | 0 | 0 | 0 | 0 | 0 | 0 | 0 | 0 | 0 | 0 | 0 | 0 | 0 | 0 | 0 | 0 | 0 | 0 | 0 | 0 | 0 | 0 | 0 | 0 | 0 | 0 | 0 | 0 | 0 | 0 | 0 | 0 | 0 | 0 | 0 | 0 | 0 | 0 | 0 | 0 | 0 | 0 | 0 | 0 | 0 | 0 | 0 | 0 | 0 | 0 | 0 | 0 | 0 | 0 | 0 | 0 | 0 | 0 | 0 | 0 | 0 | 0 | 0 | 0 | 0 | 0 | 0 | 0 | 0 | 0 | 0 | 0 | 0 | 0 | 0 | 0 | 0 | 0 | 0 | 0 | 0 | 0 | 0 | 0 | 0 | 0 | 0 | 0 | 0 | 0 | 0 | 0 | 0 | 0 | 0 | 0 | 0 | 0 | 0 | 0 | 0 | 0 | [20 empty] | 8 | 2032 | 2032-06-01 | 2033-05-31 | 10.7
Rate 1 |  | 5.443 | 5.443 | 5.443 | 5.443 | 5.443 | 5.443 | 5.443 | 5.443 | 5.443 | 5.443 | 5.443 | 5.443 | 5.5519 | 5.5519 | 5.5519 | 5.5519 | 5.5519 | 5.5519 | 5.5519 | 5.5519 | 5.5519 | 5.5519 | 5.5519 | 5.5519 | 5.5538 | 5.5538 | 5.5538 | 5.5538 | 5.5538 | 5.5538 | 5.5538 | 5.5538 | 5.5538 | 5.5538 | 5.5538 | 5.5538 | 5.6649 | 5.6649 | 5.6649 | 5.6649 | 5.6649 | 5.6649 | 5.6649 | 5.6649 | 5.6649 | 5.6649 | 5.6649 | 5.6649 | 5.7782 | 5.7782 | 5.7782 | 5.7782 | 5.7782 | 5.7782 | 5.7782 | 5.7782 | 5.7782 | 5.7782 | 5.7782 | 5.7782 | 5.8938 | 5.8938 | 5.8938 | 5.8938 | 5.8938 | 5.8938 | 5.8938 | 5.8938 | 5.8938 | 5.8938 | 5.8938 | 5.8938 | 5.8947 | 5.8947 | 5.8947 | 5.8947 | 5.8947 | 5.8947 | 5.8947 | 5.8947 | 5.8947 | 5.8947 | 5.8947 | 5.8947 | 6.0126 | 6.0126 | 6.0126 | 6.0126 | 6.0126 | 6.0126 | 6.0126 | 6.0126 | 6.0126 | 6.0126 | 6.0126 | 6.0126 | 6.0123 | 6.0123 | 6.0123 | 6.0123 | 6.0123 | 6.0123 | 6.0123 | 6.0123 | 6.0123 | 6.0123 | 6.0123 | 6.0123 | 6.1326 | 6.1326 | 6.1326 | 6.1326 | 6.1326 | 6.1326 | 6.1326 | 6.1326 | 6.1326 | 6.1326 | 6.1326 | 6.1326 | 6.0722 | 6.0722 | 6.0722 | 6.0722 | 6.0722 | 6.0722 | 6.0722 | 6.0722 | 6.0722 | 6.0722 | 6.0722 | 6.0722 | 6.1335 | 6.1335 | 6.1335 | 6.1335 | 6.1335 | 6.1335 | 6.1335 | 6.1335 | 6.1335 | 6.1335 | 6.1335 | 6.1335 | 6.1948 | 6.1948 | 6.1948 | 6.1948 | 6.1948 | 6.1948 | 6.1948 | 6.1948 | 6.1948 | 6.1948 | 6.1948 | 6.1948 | 6.0046 | 6.0046 | 6.0046 | 6.0046 | 6.0046 | 6.0046 | 6.0046 | 6.0046 | 6.0046 | 6.0046 | 6.0046 | 6.0046 | 0 | 0 | 0 | 0 | 0 | 0 | 0 | 0 | 0 | 0 | 0 | 0 | 0 | 0 | 0 | 0 | 0 | 0 | 0 | 0 | 0 | 0 | 0 | 0 | 0 | 0 | 0 | 0 | 0 | 0 | 0 | 0 | 0 | 0 | 0 | 0 | 0 | 0 | 0 | 0 | 0 | 0 | 0 | 0 | 0 | 0 | 0 | 0 | 0 | 0 | 0 | 0 | 0 | 0 | 0 | 0 | 0 | 0 | 0 | 0 | 0 | 0 | 0 | 0 | 0 | 0 | 0 | 0 | 0 | 0 | 0 | 0 | 0 | 0 | 0 | 0 | 0 | 0 | 0 | 0 | 0 | 0 | 0 | 0 | 0 | 0 | 0 | 0 | 0 | 0 | 0 | 0 | 0 | 0 | 0 | 0 | 0 | 0 | 0 | 0 | 0 | 0 | 0 | 0 | 0 | 0 | 0 | 0 | 0 | 0 | 0 | 0 | 0 | 0 | 0 | 0 | 0 | 0 | 0 | 0 | 0 | 0 | 0 | 0 | 0 | 0 | 0 | 0 | 0 | 0 | 0 | 0 | 0 | 0 | 0 | 0 | 0 | 0 | 0 | 0 | 0 | 0 | 0 | 0 | 0 | 0 | 0 | 0 | 0 | 0 | 0 | 0 | 0 | 0 | 0 | 0 | 0 | 0 | 0 | 0 | 0 | 0 | 0 | 0 | 0 | 0 | 0 | 0 | 0 | 0 | 0 | 0 | 0 | 0 | 0 | 0 | 0 | 0 | 0 | 0 | 0 | 0 | 0 | 0 | 0 | 0 | 0 | 0 | 0 | 0 | 0 | 0
Frequency |  | 13.3754 | 13.3754 | 13.3754 | 13.3754 | 13.3754 | 13.3754 | 13.3754 | 13.3754 | 13.3754 | 13.3754 | 13.3754 | 13.3754 | 11.3691 | 11.3691 | 11.3691 | 11.3691 | 11.3691 | 11.3691 | 11.3691 | 11.3691 | 11.3691 | 11.3691 | 11.3691 | 11.3691 | 9.5742 | 9.5742 | 9.5742 | 9.5742 | 9.5742 | 9.5742 | 9.5742 | 9.5742 | 9.5742 | 9.5742 | 9.5742 | 9.5742 | 8.1381 | 8.1381 | 8.1381 | 8.1381 | 8.1381 | 8.1381 | 8.1381 | 8.1381 | 8.1381 | 8.1381 | 8.1381 | 8.1381 | 6.9174 | 6.9174 | 6.9174 | 6.9174 | 6.9174 | 6.9174 | 6.9174 | 6.9174 | 6.9174 | 6.9174 | 6.9174 | 6.9174 | 5.8798 | 5.8798 | 5.8798 | 5.8798 | 5.8798 | 5.8798 | 5.8798 | 5.8798 | 5.8798 | 5.8798 | 5.8798 | 5.8798 | 4.9511 | 4.9511 | 4.9511 | 4.9511 | 4.9511 | 4.9511 | 4.9511 | 4.9511 | 4.9511 | 4.9511 | 4.9511 | 4.9511 | 0 | 0 | 0 | 0 | 0 | 0 | 0 | 0 | 0 | 0 | 0 | 0 | 0 | 0 | 0 | 0 | 0 | 0 | 0 | 0 | 0 | 0 | 0 | 0 | 0 | 0 | 0 | 0 | 0 | 0 | 0 | 0 | 0 | 0 | 0 | 0 | 0 | 0 | 0 | 0 | 0 | 0 | 0 | 0 | 0 | 0 | 0 | 0 | 0 | 0 | 0 | 0 | 0 | 0 | 0 | 0 | 0 | 0 | 0 | 0 | 0 | 0 | 0 | 0 | 0 | 0 | 0 | 0 | 0 | 0 | 0 | 0 | 0 | 0 | 0 | 0 | 0 | 0 | 0 | 0 | 0 | 0 | 0 | 0 | 0 | 0 | 0 | 0 | 0 | 0 | 0 | 0 | 0 | 0 | 0 | 0 | 0 | 0 | 0 | 0 | 0 | 0 | 0 | 0 | 0 | 0 | 0 | 0 | 0 | 0 | 0 | 0 | 0 | 0 | 0 | 0 | 0 | 0 | 0 | 0 | 0 | 0 | 0 | 0 | 0 | 0 | 0 | 0 | 0 | 0 | 0 | 0 | 0 | 0 | 0 | 0 | 0 | 0 | 0 | 0 | 0 | 0 | 0 | 0 | 0 | 0 | 0 | 0 | 0 | 0 | 0 | 0 | 0 | 0 | 0 | 0 | 0 | 0 | 0 | 0 | 0 | 0 | 0 | 0 | 0 | 0 | 0 | 0 | 0 | 0 | 0 | 0 | 0 | 0 | 0 | 0 | 0 | 0 | 0 | 0 | 0 | 0 | 0 | 0 | 0 | 0 | 0 | 0 | 0 | 0 | 0 | 0 | 0 | 0 | 0 | 0 | 0 | 0 | 0 | 0 | 0 | 0 | 0 | 0 | 0 | 0 | 0 | 0 | 0 | 0 | 0 | 0 | 0 | 0 | 0 | 0 | 0 | 0 | 0 | 0 | 0 | 0 | 0 | 0 | 0 | 0 | 0 | 0 | 0 | 0 | 0 | 0 | 0 | 0 | 0 | 0 | 0 | 0 | 0 | 0 | 0 | 0 | 0 | 0 | 0 | 0 | 0 | 0 | 0 | 0 | 0 | 0 | 0 | 0 | 0 | 0 | 0 | 0 | 0 | 0 | 0 | 0 | 0 | 0 | 0 | 0 | 0 | 0 | 0 | 0 | 0 | 0 | 0 | 0 | 0 | 0
T&D Deferral |  | 0 | 0 | 0 | 0 | 0 | 0 | 0 | 0 | 0 | 0 | 0 | 0 | 0 | 0 | 0 | 0 | 0 | 0 | 0 | 0 | 0 | 0 | 0 | 0 | 0 | 0 | 0 | 0 | 0 | 0 | 0 | 0 | 0 | 0 | 0 | 0 | 0 | 0 | 0 | 0 | 0 | 0 | 0 | 0 | 0 | 0 | 0 | 0 | 0 | 0 | 0 | 0 | 0 | 0 | 0 | 0 | 0 | 0 | 0 | 0 | 0 | 0 | 0 | 0 | 0 | 0 | 0 | 0 | 0 | 0 | 0 | 0 | 75.0833 | 75.0833 | 75.0833 | 75.0833 | 75.0833 | 75.0833 | 75.0833 | 75.0833 | 75.0833 | 75.0833 | 75.0833 | 75.0833 | 75.0833 | 75.0833 | 75.0833 | 75.0833 | 75.0833 | 75.0833 | 75.0833 | 75.0833 | 75.0833 | 75.0833 | 75.0833 | 75.0833 | 0 | 0 | 0 | 0 | 0 | 0 | 0 | 0 | 0 | 0 | 0 | 0 | 0 | 0 | 0 | 0 | 0 | 0 | 0 | 0 | 0 | 0 | 0 | 0 | 0 | 0 | 0 | 0 | 0 | 0 | 0 | 0 | 0 | 0 | 0 | 0 | 0 | 0 | 0 | 0 | 0 | 0 | 0 | 0 | 0 | 0 | 0 | 0 | 0 | 0 | 0 | 0 | 0 | 0 | 0 | 0 | 0 | 0 | 0 | 0 | 0 | 0 | 0 | 0 | 0 | 0 | 0 | 0 | 0 | 0 | 0 | 0 | 0 | 0 | 0 | 0 | 0 | 0 | 0 | 0 | 0 | 0 | 0 | 0 | 0 | 0 | 0 | 0 | 0 | 0 | 0 | 0 | 0 | 0 | 0 | 0 | 0 | 0 | 0 | 0 | 0 | 0 | 0 | 0 | 0 | 0 | 0 | 0 | 0 | 0 | 0 | 0 | 0 | 0 | 0 | 0 | 0 | 0 | 0 | 0 | 0 | 0 | 0 | 0 | 0 | 0 | 0 | 0 | 0 | 0 | 0 | 0 | 0 | 0 | 0 | 0 | 0 | 0 | 0 | 0 | 0 | 0 | 0 | 0 | 0 | 0 | 0 | 0 | 0 | 0 | 0 | 0 | 0 | 0 | 0 | 0 | 0 | 0 | 0 | 0 | 0 | 0 | 0 | 0 | 0 | 0 | 0 | 0 | 0 | 0 | 0 | 0 | 0 | 0 | 0 | 0 | 0 | 0 | 0 | 0 | 0 | 0 | 0 | 0 | 0 | 0 | 0 | 0 | 0 | 0 | 0 | 0 | 0 | 0 | 0 | 0 | 0 | 0 | 0 | 0 | 0 | 0 | 0 | 0 | 0 | 0 | 0 | 0 | 0 | 0 | 0 | 0 | 0 | 0 | 0 | 0 | 0 | 0 | 0 | 0 | 0 | 0 | 0 | 0 | 0 | 0 | 0 | 0 | 0 | 0 | 0 | 0 | 0 | 0 | 0 | 0 | 0 | 0 | 0 | 0 | 0 | 0 | 0 | 0 | 0 | 0 | 0 | 0 | 0 | 0 | 0 | 0 | 0 | 0 | 0 | 0 | 0 | 0 | 0 | 0 | 0 | 0 | 0 | 0 | 0 | 0 | 0 | 0 | 0 | 0 | 0 | 0 | 0 | 0 | 0 | 0 | 0 | 0 | 0 | 0 | 0 | 0 | 0 | 0
Power Factor/VAR support |  | 0 | 0 | 0 | 0 | 0 | 0 | 0 | 0 | 0 | 0 | 0 | 0 | 0 | 0 | 0 | 0 | 0 | 0 | 0 | 0 | 0 | 0 | 0 | 0 | 0 | 0 | 0 | 0 | 0 | 0 | 0 | 0 | 0 | 0 | 0 | 0 | 0 | 0 | 0 | 0 | 0 | 0 | 0 | 0 | 0 | 0 | 0 | 0 | 0 | 0 | 0 | 0 | 0 | 0 | 0 | 0 | 0 | 0 | 0 | 0 | 0 | 0 | 0 | 0 | 0 | 0 | 0 | 0 | 0 | 0 | 0 | 0 | 0 | 0 | 0 | 0 | 0 | 0 | 0 | 0 | 0 | 0 | 0 | 0 | 0 | 0 | 0 | 0 | 0 | 0 | 0 | 0 | 0 | 0 | 0 | 0 | 0 | 0 | 0 | 0 | 0 | 0 | 0 | 0 | 0 | 0 | 0 | 0 | 0 | 0 | 0 | 0 | 0 | 0 | 0 | 0 | 0 | 0 | 0 | 0 | 0 | 0 | 0 | 0 | 0 | 0 | 0 | 0 | 0 | 0 | 0 | 0 | 0 | 0 | 0 | 0 | 0 | 0 | 0 | 0 | 0 | 0 | 0 | 0 | 0 | 0 | 0 | 0 | 0 | 0 | 0 | 0 | 0 | 0 | 0 | 0 | 0 | 0 | 0 | 0 | 0 | 0 | 0 | 0 | 0 | 0 | 0 | 0 | 0 | 0 | 0 | 0 | 0 | 0 | 0 | 0 | 0 | 0 | 0 | 0 | 0 | 0 | 0 | 0 | 0 | 0 | 0 | 0 | 0 | 0 | 0 | 0 | 0 | 0 | 0 | 0 | 0 | 0 | 0 | 0 | 0 | 0 | 0 | 0 | 0 | 0 | 0 | 0 | 0 | 0 | 0 | 0 | 0 | 0 | 0 | 0 | 0 | 0 | 0 | 0 | 0 | 0 | 0 | 0 | 0 | 0 | 0 | 0 | 0 | 0 | 0 | 0 | 0 | 0 | 0 | 0 | 0 | 0 | 0 | 0 | 0 | 0 | 0 | 0 | 0 | 0 | 0 | 0 | 0 | 0 | 0 | 0 | 0 | 0 | 0 | 0 | 0 | 0 | 0 | 0 | 0 | 0 | 0 | 0 | 0 | 0 | 0 | 0 | 0 | 0 | 0 | 0 | 0 | 0 | 0 | 0 | 0 | 0 | 0 | 0 | 0 | 0 | 0 | 0 | 0 | 0 | 0 | 0 | 0 | 0 | 0 | 0 | 0 | 0 | 0 | 0 | 0 | 0 | 0 | 0 | 0 | 0 | 0 | 0 | 0 | 0 | 0 | 0 | 0 | 0 | 0 | 0 | 0 | 0 | 0 | 0 | 0 | 0 | 0 | 0 | 0 | 0 | 0 | 0 | 0 | 0 | 0 | 0 | 0 | 0 | 0 | 0 | 0 | 0 | 0 | 0 | 0 | 0 | 0 | 0 | 0 | 0 | 0 | 0 | 0 | 0 | 0 | 0 | 0 | 0 | 0 | 0 | 0 | 0 | 0 | 0 | 0 | 0 | 0 | 0 | 0 | 0 | 0 | 0 | 0 | 0 | 0 | 0 | 0 | 0 | 0 | 0 | 0 | 0 | 0 | 0 | 0 | 0 | 0 | 0
Capacity |  | 0 | 0 | 0 | 0 | 0 | 40.68 | 40.68 | 40.68 | 40.68 | 40.68 | 40.68 | 40.68 | 38.65 | 38.65 | 38.65 | 38.65 | 38.65 | 45.13 | 45.13 | 45.13 | 45.13 | 45.13 | 45.13 | 45.13 | 42.88 | 42.88 | 42.88 | 42.88 | 42.88 | 35.67 | 35.67 | 35.67 | 35.67 | 35.67 | 35.67 | 35.67 | 33.88 | 33.88 | 33.88 | 33.88 | 33.88 | 34.89 | 34.89 | 34.89 | 34.89 | 34.89 | 34.89 | 34.89 | 33.15 | 33.15 | 33.15 | 33.15 | 33.15 | 33.55 | 33.55 | 33.55 | 33.55 | 33.55 | 33.55 | 33.55 | 31.87 | 31.87 | 31.87 | 31.87 | 31.87 | 32.7 | 32.7 | 32.7 | 32.7 | 32.7 | 32.7 | 32.7 | 31.07 | 31.07 | 31.07 | 31.07 | 31.07 | 34.99 | 34.99 | 34.99 | 34.99 | 34.99 | 34.99 | 34.99 | 33.24 | 33.24 | 33.24 | 33.24 | 33.24 | 38.06 | 38.06 | 38.06 | 38.06 | 38.06 | 38.06 | 38.06 | 36.16 | 36.16 | 36.16 | 36.16 | 36.16 | 36.96 | 36.96 | 36.96 | 36.96 | 36.96 | 36.96 | 36.96 | 35.12 | 35.12 | 35.12 | 35.12 | 35.12 | 41.3 | 41.3 | 41.3 | 41.3 | 41.3 | 41.3 | 41.3 | 39.24 | 39.24 | 39.24 | 39.24 | 39.24 | 45.22 | 45.22 | 45.22 | 45.22 | 45.22 | 45.22 | 45.22 | 42.95 | 42.95 | 42.95 | 42.95 | 42.95 | 51.84 | 51.84 | 51.84 | 51.84 | 51.84 | 51.84 | 51.84 | 49.25 | 49.25 | 49.25 | 49.25 | 49.25 | 49.84 | 49.84 | 49.84 | 49.84 | 49.84 | 49.84 | 49.84 | 47.35 | 47.35 | 47.35 | 47.35 | 47.35 | 46.48 | 46.48 | 46.48 | 46.48 | 46.48 | 46.48 | 46.48 | 44.15 | 44.15 | 44.15 | 44.15 | 44.15 | 0 | 0 | 0 | 0 | 0 | 0 | 0 | 0 | 0 | 0 | 0 | 0 | 0 | 0 | 0 | 0 | 0 | 0 | 0 | 0 | 0 | 0 | 0 | 0 | 0 | 0 | 0 | 0 | 0 | 0 | 0 | 0 | 0 | 0 | 0 | 0 | 0 | 0 | 0 | 0 | 0 | 0 | 0 | 0 | 0 | 0 | 0 | 0 | 0 | 0 | 0 | 0 | 0 | 0 | 0 | 0 | 0 | 0 | 0 | 0 | 0 | 0 | 0 | 0 | 0 | 0 | 0 | 0 | 0 | 0 | 0 | 0 | 0 | 0 | 0 | 0 | 0 | 0 | 0 | 0 | 0 | 0 | 0 | 0 | 0 | 0 | 0 | 0 | 0 | 0 | 0 | 0 | 0 | 0 | 0 | 0 | 0 | 0 | 0 | 0 | 0 | 0 | 0 | 0 | 0 | 0 | 0 | 0 | 0 | 0 | 0 | 0 | 0 | 0 | 0 | 0 | 0 | 0 | 0 | 0 | 0 | 0 | 0 | 0 | 0 | 0 | 0 | 0 | 0 | 0 | 0 | 0 | 0 | 0 | 0 | 0 | 0 | 0 | 0 | 0 | 0 | 0 | 0 | 0 | 0 | 0 | 0 | 0 | 0 | 0 | 0 | 0 | 0 | 0 | 0 | 0 | 0 | 0 | 0 | 0 | 0 | 0 | 0 | 0 | 0 | 0 | 0 | 0 | 0 | 0 | 0 | 0 | 0 | 0 | 0 | 0 | 0 | 0 | 0 | 0 | 0 | 0 | 0 | 0 | 0 | 0 | 0 | 0 | 0 | 0 | 0 | 0 | 0 | 0 | 0 | 0 | 0 | 0 | 0 | 0 | 0 | 0 | 0 | 0 | 0 | 0 | 0 | 8 | 2033 | 2033-06-01 | 2034-05-31 | 10.7
RNS |  | 0 | 123.45 | 123.45 | 123.45 | 123.45 | 123.45 | 123.45 | 123.45 | 123.45 | 123.45 | 123.45 | 123.45 | 121.64 | 121.9 | 121.9 | 121.9 | 121.9 | 121.9 | 121.9 | 121.9 | 121.9 | 121.9 | 121.9 | 121.9 | 117.74 | 116.9 | 116.9 | 116.9 | 116.9 | 116.9 | 116.9 | 116.9 | 116.9 | 116.9 | 116.9 | 116.9 | 111.98 | 112.22 | 112.22 | 112.22 | 112.22 | 112.22 | 112.22 | 112.22 | 112.22 | 112.22 | 112.22 | 112.22 | 107.43 | 107.67 | 107.67 | 107.67 | 107.67 | 107.67 | 107.67 | 107.67 | 107.67 | 107.67 | 107.67 | 107.67 | 103.12 | 103.34 | 103.34 | 103.34 | 103.34 | 103.34 | 103.34 | 103.34 | 103.34 | 103.34 | 103.34 | 103.34 | 98.97 | 98.26 | 98.26 | 98.26 | 98.26 | 98.26 | 98.26 | 98.26 | 98.26 | 98.26 | 98.26 | 98.26 | 94.1 | 94.31 | 94.31 | 94.31 | 94.31 | 94.31 | 94.31 | 94.31 | 94.31 | 94.31 | 94.31 | 94.31 | 90.28 | 89.64 | 89.64 | 89.64 | 89.64 | 89.64 | 89.64 | 89.64 | 89.64 | 89.64 | 89.64 | 89.64 | 85.84 | 86.03 | 86.03 | 86.03 | 86.03 | 86.03 | 86.03 | 86.03 | 86.03 | 86.03 | 86.03 | 86.03 | 82.37 | 80.98 | 80.98 | 80.98 | 80.98 | 80.98 | 80.98 | 80.98 | 80.98 | 80.98 | 80.98 | 80.98 | 77.55 | 76.97 | 76.97 | 76.97 | 76.97 | 76.97 | 76.97 | 76.97 | 76.97 | 76.97 | 76.97 | 76.97 | 73.68 | 73.13 | 73.13 | 73.13 | 73.13 | 73.13 | 73.13 | 73.13 | 73.13 | 73.13 | 73.13 | 73.13 | 70.02 | 67.41 | 67.41 | 67.41 | 67.41 | 67.41 | 67.41 | 67.41 | 67.41 | 67.41 | 67.41 | 67.41 | 64.57 | 0 | 0 | 0 | 0 | 0 | 0 | 0 | 0 | 0 | 0 | 0 | 0 | 0 | 0 | 0 | 0 | 0 | 0 | 0 | 0 | 0 | 0 | 0 | 0 | 0 | 0 | 0 | 0 | 0 | 0 | 0 | 0 | 0 | 0 | 0 | 0 | 0 | 0 | 0 | 0 | 0 | 0 | 0 | 0 | 0 | 0 | 0 | 0 | 0 | 0 | 0 | 0 | 0 | 0 | 0 | 0 | 0 | 0 | 0 | 0 | 0 | 0 | 0 | 0 | 0 | 0 | 0 | 0 | 0 | 0 | 0 | 0 | 0 | 0 | 0 | 0 | 0 | 0 | 0 | 0 | 0 | 0 | 0 | 0 | 0 | 0 | 0 | 0 | 0 | 0 | 0 | 0 | 0 | 0 | 0 | 0 | 0 | 0 | 0 | 0 | 0 | 0 | 0 | 0 | 0 | 0 | 0 | 0 | 0 | 0 | 0 | 0 | 0 | 0 | 0 | 0 | 0 | 0 | 0 | 0 | 0 | 0 | 0 | 0 | 0 | 0 | 0 | 0 | 0 | 0 | 0 | 0 | 0 | 0 | 0 | 0 | 0 | 0 | 0 | 0 | 0 | 0 | 0 | 0 | 0 | 0 | 0 | 0 | 0 | 0 | 0 | 0 | 0 | 0 | 0 | 0 | 0 | 0 | 0 | 0 | 0 | 0 | 0 | 0 | 0 | 0 | 0 | 0 | 0 | 0 | 0 | 0 | 0 | 0 | 0 | 0 | 0 | 0 | 0 | 0 | 0 | 0 | 0 | 0 | 0 | 0 | 0 | 0 | 0 | 0 | 0 | 0 | 0 | 0 | 0 | 0 | 0 | 0 | 0 | 0 | 0 | 0 | 0 | 0 | 0 | 0 | 0 | 0 | 0 | 0 | 0 | 8 | 2034 | 2034-06-01 | 2035-05-31 | 10.6
Total Revenues |  | 29.6254 | 153.145 | 154.3451 | 155.3036 | 155.3631 | 196.9753 | 198.3147 | 198.5987 | 196.8119 | 196.177 | 195.1944 | 195.0739 | 187.962 | 188.881 | 189.9552 | 191.1066 | 191.5411 | 198.364 | 199.832 | 200.1695 | 198.0934 | 198.1764 | 197.1483 | 196.4384 | 189.8143 | 189.217 | 187.5296 | 187.899 | 188.026 | 180.991 | 181.6616 | 180.8054 | 180.7541 | 180.657 | 180.3609 | 180.1752 | 173.8431 | 174.0963 | 172.8476 | 173.21 | 173.2335 | 174.3834 | 175.0652 | 174.335 | 174.1863 | 174.2332 | 173.9404 | 173.5178 | 167.823 | 168.1024 | 166.7093 | 167.0066 | 167.1787 | 167.7402 | 168.2511 | 167.5768 | 167.3916 | 167.5962 | 166.9887 | 167.5665 | 161.9384 | 161.5634 | 160.4789 | 160.7589 | 160.8481 | 161.9102 | 162.3406 | 161.8942 | 161.7084 | 161.8265 | 161.2163 | 161.6674 | 231.4885 | 230.9128 | 228.9265 | 229.2874 | 229.3031 | 233.2471 | 233.7909 | 233.5581 | 233.1199 | 233.4617 | 232.5647 | 234.4182 | 224.4552 | 224.3568 | 222.6062 | 222.9131 | 222.8389 | 227.7623 | 228.2578 | 228.2574 | 227.5858 | 228.1166 | 227.3452 | 228.0837 | 148.6363 | 147.685 | 145.9177 | 146.2275 | 146.1526 | 147.057 | 147.5572 | 147.5568 | 146.8788 | 147.4146 | 146.6359 | 147.3814 | 143.6002 | 143.4727 | 141.6701 | 141.9861 | 141.9097 | 148.1962 | 148.7064 | 148.7059 | 148.0144 | 148.5609 | 147.7667 | 148.527 | 144.2156 | 142.5051 | 140.6856 | 141.0046 | 140.9275 | 147.0149 | 147.5299 | 147.5295 | 146.8315 | 147.3831 | 146.5814 | 147.3489 | 143.3524 | 142.4455 | 140.5897 | 140.915 | 140.8363 | 149.836 | 150.3612 | 150.3608 | 149.6488 | 150.2115 | 149.3937 | 150.1766 | 146.0301 | 145.1466 | 143.2537 | 143.5855 | 143.5053 | 144.2071 | 144.7429 | 144.7424 | 144.0162 | 144.5902 | 143.756 | 144.5546 | 139.993 | 137.0464 | 135.1359 | 135.4708 | 135.3899 | 134.6327 | 135.1735 | 135.173 | 134.4401 | 135.0193 | 134.1775 | 134.9834 | 110.7088 | 45.7992 | 43.8712 | 44.2092 | 44.1275 | 0.091352 | 0.63704 | 0.63658 | -0.10307 | 0.48149 | -0.36806 | 0.44524 | 2.0286 | 1.6821 | -0.28438 | 0.060353 | -0.022991 | 0.093179 | 0.64978 | 0.64932 | -0.10513 | 0.49112 | -0.37542 | 0.45414 | 2.0469 | 1.6973 | -0.28695 | 0.060899 | -0.023199 | 0.094021 | 0.65565 | 0.65518 | -0.10608 | 0.49556 | -0.37881 | 0.45825 | 2.0879 | 1.7313 | -0.29269 | 0.062117 | -0.023663 | 0.095901 | 0.66876 | 0.66828 | -0.1082 | 0.50547 | -0.38638 | 0.46741 | 2.1065 | 1.7467 | -0.2953 | 0.06267 | -0.023874 | 0.096756 | 0.67473 | 0.67424 | -0.10916 | 0.50997 | -0.38983 | 0.47158 | 2.1486 | 1.7817 | -0.30121 | 0.063924 | -0.024351 | 0.098691 | 0.68822 | 0.68773 | -0.11135 | 0.52017 | -0.39762 | 0.48101 | 0 | 0 | 0 | 0 | 0 | 0 | 0 | 0 | 0 | 0 | 0 | 0 | 0 | 0 | 0 | 0 | 0 | 0 | 0 | 0 | 0 | 0 | 0 | 0 | 0 | 0 | 0 | 0 | 0 | 0 | 0 | 0 | 0 | 0 | 0 | 0 | 0 | 0 | 0 | 0 | 0 | 0 | 0 | 0 | 0 | 0 | 0 | 0 | 0 | 0 | 0 | 0 | 0 | 0 | 0 | 0 | 0 | 0 | 0 | 0 | 0 | 0 | 0 | 0 | 0 | 0 | 0 | 0 | 0 | 0 | 0 | 0 | 0 | 0 | 0 | 0 | 0 | 0 | 0 | 0 | 0 | 0 | 0 | 0 | 0 | 0 | 0 | 0 | 0 | 0 | 0 | 0 | 0 | 0 | 0 | 0 | 0 | 0 | 0 | 0 | 0 | 0 | 0 | 0 | 0 | 0 | 0 | 0 | 0 | 0 | 0 | 0 | 0 | 0 | 0 | 0 | 0 | 0 | 0 | 0 | 0 | 0 | 0 | 0 | 0 | 0 | 0 | 0 | 0 | 0 | 0 | 0 | 0 | 0 | 0 | 0 | 0 | 0 | 0 | 0 | 8 | 2035 | 2035-06-01 | 2036-05-31 | 10.6
[382 empty] | 8 | 2036 | 2036-06-01 | 2037-05-31 | 10.5
Year 3 installs | NPV | 1: 1; 2: 2; 3: 3; 4: 4; 5: 5; 6: 6; 7: 7; 8: 8; 9: 9; 10: 10; 11: 11; 12: 12; 1: 13; 2: 14; 3: 15; 4: 16; 5: 17; 6: 18; 7: 19; 8: 20; 9: 21; 10: 22; 11: 23; 12: 24; 1: 25; 2: 26; 3: 27; 4: 28; 5: 29; 6: 30 | 8 | 2037 | 2037-06-01 | 2038-05-31 | 10.5
Revenues | [381 empty] | 8 | 2038 | 2038-06-01 | 2039-05-31 | 10.3
Energy | 1543.5076 | 1: 156.3975; 2: 162.9164; 3: 158.6247; 4: 161.2261; 5: 165.1842; 6: 168.7591; 7: 172.8196; 8: 175.2982; 9: 177.1131; 10: 180.6554; 11: 180.8015; 12: 182.6759; 1: 184.5528; 2: 180.9406; 3: 5.2164; 4: 5.3207; 5: 5.3688; 6: 5.4762; 7: 5.525; 8: 5.6355; 9: 0; 10: 0; 11: 0; 12: 0; 1: 0; 2: 0; 3: 0; 4: 0; 5: 0; 6: 0 | 8 | 2039 | 2039-06-01 | 2040-05-31 | 10.2
Rate 1 | 631.2159 | 1: 65.3163; 2: 66.6226; 3: 66.6458; 4: 67.9787; 5: 69.3383; 6: 70.725; 7: 70.7361; 8: 72.1508; 9: 72.148; 10: 73.591; 11: 72.866; 12: 73.6017; 1: 74.3377; 2: 72.055; 3: 0; 4: 0; 5: 0; 6: 0; 7: 0; 8: 0; 9: 0; 10: 0; 11: 0; 12: 0; 1: 0; 2: 0; 3: 0; 4: 0; 5: 0; 6: 0
Frequency | 589.7004 | 1: 160.5044; 2: 136.4287; 3: 114.8907; 4: 97.6571; 5: 83.0085; 6: 70.5572; 7: 59.4132; 8: 0; 9: 0; 10: 0; 11: 0; 12: 0; 1: 0; 2: 0; 3: 0; 4: 0; 5: 0; 6: 0; 7: 0; 8: 0; 9: 0; 10: 0; 11: 0; 12: 0; 1: 0; 2: 0; 3: 0; 4: 0; 5: 0; 6: 0
T&D Deferral | 1126.5469 | 1: 0; 2: 0; 3: 0; 4: 0; 5: 0; 6: 0; 7: 901; 8: 901; 9: 0; 10: 0; 11: 0; 12: 0; 1: 0; 2: 0; 3: 0; 4: 0; 5: 0; 6: 0; 7: 0; 8: 0; 9: 0; 10: 0; 11: 0; 12: 0; 1: 0; 2: 0; 3: 0; 4: 0; 5: 0; 6: 0
Power Factor/VAR support | 0 | 1: 0; 2: 0; 3: 0; 4: 0; 5: 0; 6: 0; 7: 0; 8: 0; 9: 0; 10: 0; 11: 0; 12: 0; 1: 0; 2: 0; 3: 0; 4: 0; 5: 0; 6: 0; 7: 0; 8: 0; 9: 0; 10: 0; 11: 0; 12: 0; 1: 0; 2: 0; 3: 0; 4: 0; 5: 0; 6: 0
Capacity | 4113.3698 | 1: 284.76; 2: 509.16; 3: 464.09; 4: 413.63; 5: 400.6; 6: 388.25; 7: 400.28; 8: 432.62; 9: 439.52; 10: 464.7; 11: 512.74; 12: 577.63; 1: 595.13; 2: 562.11; 3: 220.75; 4: 0; 5: 0; 6: 0; 7: 0; 8: 0; 9: 0; 10: 0; 11: 0; 12: 0; 1: 0; 2: 0; 3: 0; 4: 0; 5: 0; 6: 0 | 8 | 2040 | 2040-06-01 | 2041-05-31 | 10.1
RNS | 10856.1446 | 1: 1357.95; 2: 1462.54; 3: 1403.64; 4: 1346.4; 5: 1291.8; 6: 1239.86; 7: 1179.83; 8: 1131.51; 9: 1076.32; 10: 1032.17; 11: 973.15; 12: 924.22; 1: 878.11; 2: 811.53; 3: 64.57; 4: 0; 5: 0; 6: 0; 7: 0; 8: 0; 9: 0; 10: 0; 11: 0; 12: 0; 1: 0; 2: 0; 3: 0; 4: 0; 5: 0; 6: 0 | 8 | 2041 | 2041-06-01 | 2042-05-31 | 9.7
Total | 18860.4852 | 1: 2024.9282; 2: 2337.6678; 3: 2207.8912; 4: 2086.8918; 5: 2009.931; 6: 1938.1514; 7: 2784.0788; 8: 2712.579; 9: 1765.1011; 10: 1751.1163; 11: 1739.5575; 12: 1758.1276; 1: 1732.1306; 2: 1626.6356; 3: 290.5364; 4: 5.3207; 5: 5.3688; 6: 5.4762; 7: 5.525; 8: 5.6355; 9: 0; 10: 0; 11: 0; 12: 0; 1: 0; 2: 0; 3: 0; 4: 0; 5: 0; 6: 0 | 8 | 2042 | 2042-06-01 | 2043-05-31 | 0
(0) Adjusted for failure rate | [381 empty] | 8 | 2043 | 2043-06-01 | 2044-05-31 | 0
(1) Adjusted for degradation and availability | [381 empty] | 8 | 2044 | 2044-06-01 | 2045-05-31 | 0
(2) Adjusted for losses, reserve margin (for FCM), and forecast error. | [381 empty] | 8 | 2045 | 2045-06-01 | 2046-05-31 | 0
[382 empty] | 8 | 2046 | 2046-06-01 | 2047-05-31 | 0
[382 empty] | 8 | 2047 | 2047-06-01 | 2048-05-31 | 0
[382 empty] | 8 | 2048 | 2048-06-01 | 2049-05-31 | 0
[382 empty] | 8 | 2049 | 2049-06-01 | 2050-05-31 | 0
[382 empty] | 8 | 2050 | 2050-06-01 | 2051-05-31 | 0
[382 empty] | 8 | 2051 | 2051-06-01 | 2052-05-31 | 0
[382 empty] | 8 | 2052 | 2052-06-01 | 2053-05-31 | 0
[382 empty] | 8 | 2053 | 2053-06-01 | 2054-05-31 | 0
[382 empty] | 8 | 2054 | 2054-06-01 | 2055-05-31 | 0
[382 empty] | 8 | 2055 | 2055-06-01 | 2056-05-31 | 0
[382 empty] | 8 | 2056 | 2056-06-01 | 2057-05-31 | 0
[382 empty] | 8 | 2057 | 2057-06-01 | 2058-05-31 | 0
[382 empty] | 8 | 2058 | 2058-06-01 | 2059-05-31 | 0
[382 empty] | 8 | 2059 | 2059-06-01 | 2060-05-31 | 0
Formulas:
Beginning = EOMONTH([Beginning, row above],11)+1
Ending = EOMONTH([Ending, row above],12)

## Connectivity-Paymnet
Virtual Peaker | 36 | per system per year
Tesla | 24 | per system (2 PWs) per year
| 15 | year duration
|  | Year | 1 | 2 | 3 | 4 | 5 | 6 | 7 | 8 | 9 | 10 | 11 | 12 | 13 | 14 | 15 | 16 | 17 | 18 | 19 | 20 | 21 | 22 | 23 | 24 | 25 | 26 | 27 | 28 | 29 | 30 | 31 | 32
Tesla cost share |  |  | 24 | 24 | 24 | 24 | 24 | 24 | 24 | 24 | 24 | 24 | 24 | 24 | 24 | 24 | 24 | 0 | 0 | 0 | 0 | 0 | 0 | 0 | 0 | 0 | 0 | 0 | 0 | 0 | 0 | 0 | 0 | 0
VP cost share |  |  | 0 | 0 | 0 | 0 | 0 | 0 | 0 | 0 | 0 | 0 | 0 | 0 | 0 | 0 | 0 | 0 | 0 | 0 | 0 | 0 | 0 | 0 | 0 | 0 | 0 | 0 | 0 | 0 | 0 | 0 | 0 | 0
Average cost |  |  | 24 | 24 | 24 | 24 | 24 | 24 | 24 | 24 | 24 | 24 | 24 | 24 | 24 | 24 | 24 | 0 | 0 | 0 | 0 | 0 | 0 | 0 | 0 | 0 | 0 | 0 | 0 | 0 | 0 | 0 | 0 | 0
| NPV | 226.0927
|  | Year | 1 | 2 | 3 | 4 | 5 | 6 | 7 | 8 | 9 | 10 | 11 | 12 | 13 | 14 | 15 | 16 | 17 | 18 | 19 | 20 | 21 | 22 | 23 | 24 | 25 | 26 | 27 | 28 | 29 | 30 | 31 | 32
Monthly Payment |  |  | 0 | 0 | 0 | 0 | 0 | 0 | 0 | 0 | 0 | 0 | 0 | 0 | 0 | 0 | 0 | 0 | 0 | 0 | 0 | 0 | 0 | 0 | 0 | 0 | 0 | 0 | 0 | 0 | 0 | 0 | 0 | 0
| NPV | 0