## Assumptions
Inputs | THIS IS THE UPDATED MODEL, ERATE DESIGN CHANGE, UPDATED RNS, UPDATED SOLAR COSTS | [8 empty] | Supporting Calculations | [12 empty] | yes
|  |  | A-B case selection |  |  |  | Tesla PowerWall | [15 empty] | no
Cell Color Code |  |  | Midpoint |  |  |  |  | 2 batteries (townhouse) | 3 batteries (single-family)
Calculation | [6 empty] | Battery Split | 50% | 50%
Active input in model | [6 empty] | kW per system | 11.5 | 11.5
Notes and labels | [6 empty] | kWh per system (after 10% floor) | 24 | 36
[7 empty] | Cost per system | 23105 | 33704
| Active Inputs |  | A Case | B Case | Midpoint |  | Battery customer monthly price | 55 | 75
Installs Year 1 | 20 |  | 20 | 20 | 20 |  | FR Customer Payment | 6.75 | 6.75
Installs Year 2 | 20 |  | 20 | 20 | 20 | Total capital investment
% Single Family Houses | 50% |  | 50% | 50% | 50% | 1136180
Battery Cost | 28404.5 |  | 28404.5 | 28404.5 | 28404.5
Amount reciving only base ITC | 900 |  | 900 | 900 | 900
Incremental SPAN cost + SPAN Drive | 2850 |  | 2850 | 2850 | 2850
kW per hour per full system | 11.5 |  | 11.5 | 11.5 | 11.5
Max hours discharge | 2.1 |  | 2.1 | 2.1 | 2.1
Customer Resiliency Package Monthly Payment | 65 |  | 65 | 65 | 65
Customer solar payment | 0 |  | 0 | 0 | 0
Term of Battery payment (years) | 10 |  | 10 | 10 | 10
Frequency Regulation Participation Credit | 6.75 |  | 6.75 | 6.75 | 6.75
Frequency Revenue ($/MW-hour) starting value 2025 | 11.5 |  | 13 | 10 | 11.5
Frequency Regulation hours/day | 6 |  | 6 | 6 | 6
Frequency regulation years (how many years does this value stream last) | 6 |  | 7 | 5 | 6
Frequency regulation market degradation rate | 15% |  | 15% | 15% | 15% |  |  |  |  | Peak Forecast Accuracy |  |  |  |  | Frequency Regulation
Energy Arbitrage $/kW-month | 1.025 |  | 1.1 | 0.95 | 1.025 |  |  |  |  | 20 year average | 40.2% | 49.4% |  |  | Average earnings |  |  |  | Tesla A |  | Tesla B
Power Factor/VAR Support ($/kw-month) | 0 |  | 0 | 0 | 0 |  |  |  |  | Year | RNS | FCM |  |  | Year | Average $/MW-hr |  |  | 2.1 hour | 3.15 hour | 2.1 hour | 3.15 hour
Value of deferred T&D upgrades ($/kW-year peak reduction) | 72.5 |  | 85 | 60 | 72.5 |  |  |  |  | 2025 | 61.5% | 73% |  |  | 2025 | 9.775 |  | FCM forecast effectiveness starting value (2025) | 74% | 74% | 72% | 72%
T&D deferral start year | 7 |  | 7 | 7 | 7 |  |  |  |  | 2026 | 58.56% | 69.82% |  |  | 2026 | 8.3087 |  | FCM forecast effectiveness degradation per year (first 10 years) | 5% | 3.3% | 5.5% | 3.63%
T&D deferral length (years) | 2 |  | 2 | 2 | 2 |  |  |  |  | 2027 | 55.77% | 66.78% |  |  | 2027 | 7.0624 |  | FCM forecast effectiveness degradation per year (11-20 years) | 5% | 3.3% | 5.5% | 3.63%
End of life removal cost (Net of Recycling Proceeds) | 300 |  | 200 | 400 | 300 |  |  |  |  | 2028 | 53.11% | 63.87% |  |  | 2028 | 6.0031 |  | RNS Forecast effectiveness (% of Physical Effectiveness) starting value (2025) | 62% | 62% | 60% | 62%
ITC | 40% |  | 40% | 40% | 40% |  |  |  |  | 2029 | 50.57% | 61.08% |  |  | 2029 | 5.1026 |  | RNS forecast effectiveness degradation per year (first 10 years) | 5.5% | 3.63% | 6% | 3.96%
Base ITC | 30% |  | 30% | 30% | 30% | [12 empty] | RNS forecast effectiveness degradation per year (11-20 years) | 5.5% | 3.63% | 6% | 3.96%
Tier 3 Value - MWh | 19.4 |  | 19.4 | 19.4 | 19.4 |  |  |  |  | 2030 | 48.16% | 58.42% |  |  | 2030 | 4.3372
Tier 3 Value - $$ | 25 |  | 25 | 25 | 25 |  |  |  |  | 2031 | 45.86% | 55.88% |  |  | 2031 | 3.6866
Total Tier 3 Value | 485 |  | 485 | 485 | 485 |  |  |  |  | 2032 | 43.67% | 53.44% |  |  | 2032 | 3.1336
DASI Value per kw-month (starting value 2025) | 0.05 |  | 0.05 | 0.05 | 0.05
[10 empty] | 2033 | 41.59% | 51.11% |  |  | 2033 | 2.6636
Battery Availability | 92% |  | 93% | 91% | 92% |  |  |  |  | 2034 | 39.6% | 48.89% |  |  | 2034 | 2.2641
[10 empty] | 2035 | 37.71% | 46.76% | YEAR 11 | 44.2 | 2035 | 1.9244
Reserve Margin | 35% |  | 35% | 35% | 35% |  |  | Forecast Effectiveness |  | 2036 | 35.91% | 44.72% |  |  | 2036 | 1.6358
Losses | 6.75% |  | 7% | 6.5% | 6.75% |  |  | Year 1 | Year 10 | 2037 | 34.2% | 42.77% |  |  | 2037 | 1.3904
[8 empty] | 73% | 48.89% | 2038 | 32.57% | 40.91% |  |  | 2038 | 1.1819
FCM forecast effectiveness starting value (2025) | 73% |  | 74% | 72% | 73% |  |  |  |  | 2039 | 31.01% | 39.12% |  |  | 2039 | 1.0046
FCM forecast effectiveness degradation per year (first 10 years) | 4.357% |  | 4.15% | 4.565% | 4.357% |  |  |  |  | 2040 | 29.53% | 37.42% |  |  | 2040 | 0.85389
FCM forecast effectiveness degradation per year (11-20 years) | 4.357% |  | 4.15% | 4.565% | 4.357% |  |  | 61.5% | 39.6% | 2041 | 28.12% | 35.79% |  |  | 2041 | 0.7258
RNS Forecast effectiveness (% of Physical Effectiveness) starting value (2025) | 61.5% |  | 62% | 61% | 61.5% |  |  |  |  | 2042 | 26.78% | 34.23% |  |  | 2042 | 0.61693
RNS forecast effectiveness degradation per year (first 10 years) | 4.772% |  | 4.565% | 4.98% | 4.772% |  |  |  |  | 2043 | 25.5% | 32.74% |  |  | 2043 | 0.52439
RNS forecast effectiveness degradation per year (11-20 years) | 4.772% |  | 4.565% | 4.98% | 4.772% |  |  |  |  | 2044 | 24.29% | 31.31% | YEAR 20 |  | 2044 | 0.44573 | YEAR 20
Round Trip Efficiency | 85% |  | 85% | 85% | 85% |  |  |  |  | 2045 | 23.13% | 29.95% |  |  | 2045 | 0.37887
Cycles per month | 8 |  | 8 | 8 | 8 |  |  |  |  | 2046 | 22.02% | 28.64% |  |  | 2046 | 0.32204
Tesla % | 100% |  | 100% | 100% | 100% |  |  |  |  | 2047 | 20.97% | 27.39% |  |  | 2047 | 0.27374
Virtual Peaker % | 0% |  | 0% | 0% | 0% |  |  |  |  | 2048 | 19.97% | 26.2% |  |  | 2048 | 0.23268
Tesla connectivity cost per year | 24 |  | 24 | 24 | 24 |  |  |  |  | 2049 | 19.02% | 25.06% |  |  | 2049 | 0.19777
VP connectivity cost per year | 36 |  | 36 | 36 | 36 |  |  |  |  | 2050 | 18.11% | 23.97% |  |  | 2050 | 0.16811
Inflation rate | 2% |  | 2% | 2% | 2% |  |  |  |  | 2051 | 17.25% | 22.92% |  |  | 2051 | 0.14289
FCM capacity cost trajectory | Base |  | Base | Base | Base |  |  |  |  | 2052 | 16.42% | 21.92% |  |  | 2052 | 0.12146
Rate 1 (2025) | 0.21457 |  | 0.21457 | 0.21457 | 0.21457 |  |  |  |  | 2053 | 15.64% | 20.97% |  |  | 2053 | 0.10324
[10 empty] | 2054 | 14.89% | 20.05% |  |  | 2054 | 0.087754
[10 empty] | 2055 | 14.18% | 19.18% |  |  | 2055 | 0.074591
Degradation - | [9 empty] | 2056 | 13.51% | 18.34% |  |  | 2056 | 0.063402
This is used to determine 'Capacity Volume' and 'RNS Volume' on the Monthly tab. | Year | Battery Degradation | [7 empty] | 2057 | 12.86% | 17.54% |  |  | 2057 | 0.053892
| 1 | 99%
| 2 | 99%
| 3 | 98%
| 4 | 98%
| 5 | 98%
| 6 | 98%
| 7 | 97%
| 8 | 97%
| 9 | 96%
| 10 | 96%
| 11 | 95%
| 12 | 95%
| 13 | 95%
| 14 | 94%
| 15 | 93%
| 16 | 93%
| 17 | 92%
| 18 | 92%
| 19 | 91%
| 20 | 91%
21
22
23
24
25
26
27
28
29
30
Failure Rate
Zero failure rate assumed through end of warranty | Year | Failure Rate | Cumulative Failure Rate
| 1 | 0% | 0%
| 2 | 0% | 0%
| 3 | 0% | 0%
| 4 | 0% | 0%
| 5 | 0% | 0%
| 6 | 0% | 0%
| 7 | 0% | 0%
| 8 | 0% | 0%
| 9 | 0% | 0%
| 10 | 0% | 0%
| 11 | 1% | 1%
| 12 | 1% | 2%
| 13 | 1% | 3%
| 14 | 3% | 6%
| 15 | 3% | 9%
| 16 | 5% | 14%
| 17 | 11% | 25%
| 18 | 20% | 45%
| 19 | 25% | 70%
| 20 | 30% | 100%
| 21 |  | 100%
| 22 |  | 100%
| 23 |  | 100%
| 24 |  | 100%
| 25 |  | 100%
| 26 |  | 100%

## FCM-RNS-LMP Assumptions
ACTUAL KNOWN INPUT |  | 2024-06-01
FORECAST INPUT |  | 2024-06-01
FCM |  |  | Price $/kW-month |  |  | RNS |  | $/kW-month | 6/9/26 after FERC ROE Adjustment
Auction | Begin | End | Active in Model | Base | High | Year | Month | Active in Model | RNS Schedule 9 forecast (already adjusted for inflation) | OATT1 forecast (adjusted for inflation) | Year | LMP inflation factor | Yr 1 Installations | Yr 2 Installations | Month # | Month | On-Peak (adjusted for inflation) | Off-Peak (Adjusted for inflation) | Pre-inflation on-Peak | Pre-inflation off peak | Peak Attempts | RTE | Net (1) | Net (2) | kWh RTE losses (1) | kWh RTE losses (1)
FCA14 | 2023-06-01 | 2024-05-31 | 2 | 2 | 2 | 2023 | 2023-01-01 | 11.949 | 11.949 |  | 2024 |  |  |  | 6 | 2024-06-01 | 47.5 | 35.6 |  |  | 8 | 85% |  |  |  |  | battery kW | 11.5
FCA15 | 2024-06-01 | 2025-05-31 | 2.48 | 2.48 | 2.48 | 2023 | 2023-02-01 | 11.949 | 11.949 |  | 2024 |  |  |  | 7 | 2024-07-01 | 72.15 | 47.25 |  |  | 8 | 85% |  |  |  |  | battery kWh | 24.15
FCA16 | 2025-06-01 | 2026-05-31 | 2.53 | 2.53 | 2.53 | 2023 | 2023-03-01 | 11.949 | 11.949 |  | 2024 |  |  |  | 8 | 2024-08-01 | 59.15 | 38.05 |  |  | 8 | 85% |  |  |  |  | hours | 2.1
FCA17 | 2026-06-01 | 2027-05-31 | 2.59 | 2.59 | 2.59 | 2023 | 2023-04-01 | 11.949 | 11.949 |  | 2024 |  |  |  | 9 | 2024-09-01 | 46 | 34.4 |  |  | 8 | 85% |  |  |  |  | peak attempts | 8
FCA18 | 2027-06-01 | 2028-05-31 | 3.58 | 3.58 | 3.58 | 2023 | 2023-05-01 | 11.949 | 11.949 |  | 2024 |  |  |  | 10 | 2024-10-01 | 44.5 | 32.85 |  |  | 8 | 85% |  |  |  |  | RTE | 85%
FCA19 | 2028-06-01 | 2029-05-31 | 5.349 | 5.349 | 6.9537 | 2023 | 2023-06-01 | 11.949 | 11.949 |  | 2024 |  |  |  | 11 | 2024-11-01 | 67 | 58.85 |  |  | 8 | 85%
FCA20 | 2029-06-01 | 2030-05-31 | 6.1398 | 6.1398 | 7.9817 | 2023 | 2023-07-01 | 11.949 | 11.949 |  | 2024 |  |  |  | 12 | 2024-12-01 | 113.75 | 103.1 |  |  | 8 | 85%
FCA21 | 2030-06-01 | 2031-05-31 | 6.3795 | 6.3795 | 8.2933 | 2023 | 2023-08-01 | 11.949 | 11.949 |  | 2025 |  |  |  | 1 | 2025-01-01 | 111.75 | 102 |  |  | 8 | 85%
FCA22 | 2031-06-01 | 2032-05-31 | 6.6687 | 6.6687 | 8.6693 | 2023 | 2023-09-01 | 11.949 | 11.949 |  | 2025 |  |  |  | 2 | 2025-02-01 | 101.5 | 91.5 |  |  | 8 | 85%
FCA23 | 2032-06-01 | 2033-05-31 | 7.289 | 7.289 | 9.4757 | 2023 | 2023-10-01 | 11.949 | 11.949 |  | 2025 |  |  |  | 3 | 2025-03-01 | 59 | 51 |  |  | 8 | 85%
FCA24 | 2033-06-01 | 2034-05-31 | 7.5317 | 7.5317 | 9.7912 | 2023 | 2023-11-01 | 11.949 | 11.949 |  | 2025 |  |  |  | 4 | 2025-04-01 | 46.25 | 38 |  |  | 8 | 85%
FCA25 | 2034-06-01 | 2035-05-31 | 7.9506 | 7.9506 | 10.3357 | 2023 | 2023-12-01 | 11.949 | 11.949 |  | 2025 |  |  |  | 5 | 2025-05-01 | 41.75 | 35 |  |  | 8 | 85%
FCA26 | 2035-06-01 | 2036-05-31 | 8.7393 | 8.7393 | 11.3611 | 2024 | 2024-01-01 | 12.86 | 12.86 |  | 2025 |  |  |  | 6 | 2025-06-01 | 51.5 | 38.75 |  |  | 8 | 85%
FCA27 | 2036-06-01 | 2037-05-31 | 12.4472 | 12.4472 | 16.1813 | 2024 | 2024-02-01 | 12.86 | 12.86 |  | 2025 |  |  |  | 7 | 2025-07-01 | 71.25 | 47.25 |  |  | 8 | 85%
FCA28 | 2037-06-01 | 2038-05-31 | 13.3672 | 13.3672 | 17.3774 | 2024 | 2024-03-01 | 12.86 | 12.86 |  | 2025 |  |  |  | 8 | 2025-08-01 | 63 | 42 |  |  | 8 | 85%
FCA29 | 2038-06-01 | 2039-05-31 | 14.1264 | 14.1264 | 18.3643 | 2024 | 2024-04-01 | 12.86 | 12.86 |  | 2025 |  |  |  | 9 | 2025-09-01 | 49 | 36.5 |  |  | 8 | 85%
FCA30 | 2039-06-01 | 2040-05-31 | 14.951 | 14.951 | 19.4363 | 2024 | 2024-05-01 | 12.86 | 12.86 |  | 2025 |  |  |  | 10 | 2025-10-01 | 43.75 | 35.75 |  |  | 8 | 85%
FCA31 | 2040-06-01 | 2041-05-31 | 15.3248 | 15.3248 | 19.9222 | 2024 | 2024-06-01 | 12.86 | 12.86 |  | 2025 |  |  |  | 11 | 2025-11-01 | 60.5 | 53 |  |  | 8 | 85%
FCA32 | 2041-06-01 | 2042-05-31 | 15.7079 | 15.7079 | 20.4203 | 2024 | 2024-07-01 | 12.86 | 12.86 |  | 2025 |  |  |  | 12 | 2025-12-01 | 91.5 | 81.75 |  |  | 8 | 85%
FCA33 | 2042-06-01 | 2043-05-31 | 16.1006 | 16.1006 | 20.9308 | 2024 | 2024-08-01 | 12.86 | 12.86 |  | 2026 |  | 1 |  | 1 | 2026-01-01 | 133 | 121.45 |  |  | 8 | 85% | -1.8902 |  | 28.6902
FCA34 | 2043-06-01 | 2044-05-31 | 16.5031 | 16.5031 | 21.454 | 2024 | 2024-09-01 | 12.86 | 12.86 |  | 2026 |  | 1 |  | 2 | 2026-02-01 | 112.5 | 103.7 |  |  | 8 | 85% | -1.817 |  | 28.6902
FCA35 | 2044-06-01 | 2045-05-31 | 16.9157 | 16.9157 | 21.9904 | 2024 | 2024-10-01 | 12.86 | 12.86 |  | 2026 |  | 1 |  | 3 | 2026-03-01 | 65.5 | 58.15 |  |  | 8 | 85% | -0.55693 |  | 28.6902
FCA36 | 2045-06-01 | 2046-05-31 | 17.3047 | 17.3047 | 22.4962 | 2024 | 2024-11-01 | 12.86 | 12.86 |  | 2026 |  | 1 |  | 4 | 2026-04-01 | 47.35 | 38.25 |  |  | 8 | 85% | 0.44948 |  | 28.6902
FCA37 | 2046-06-01 | 2047-05-31 | 17.7027 | 17.7027 | 23.0136 | 2024 | 2024-12-01 | 12.86 | 12.86 |  | 2026 |  | 1 |  | 5 | 2026-05-01 | 40.5 | 32.15 |  |  | 8 | 85% | 0.51192 |  | 28.6902
FCA38 | 2047-06-01 | 2048-05-31 | 18.1099 | 18.1099 | 23.5429 | 2025 | 2025-01-01 | 15.5 | 15.5 | 2.1841 | 2026 |  | 1 |  | 6 | 2026-06-01 | 51.5 | 37.15 |  |  | 8 | 85% | 1.4908 |  | 28.6902
FCA39 | 2048-06-01 | 2049-05-31 | 18.5264 | 18.5264 | 24.0844 | 2025 | 2025-02-01 | 17.6841 | 15.5 | 2.1841 | 2026 |  | 1 |  | 7 | 2026-07-01 | 72.5 | 48.75 |  |  | 8 | 85% | 2.8971 |  | 28.6902
FCA40 | 2049-06-01 | 2050-05-31 | 18.9525 | 18.9525 | 24.6383 | 2025 | 2025-03-01 | 17.6841 | 15.5 | 2.1841 | 2026 |  | 1 |  | 8 | 2026-08-01 | 62 | 38.5 |  |  | 8 | 85% | 3.1953 |  | 28.6902
FCA41 | 2050-06-01 | 2051-05-31 | 19.3885 | 19.3885 | 25.205 | 2025 | 2025-04-01 | 17.6841 | 15.5 | 2.1841 | 2026 |  | 1 |  | 9 | 2026-09-01 | 48.25 | 35.15 |  |  | 8 | 85% | 1.3192 |  | 28.6902
FCA42 | 2051-06-01 | 2052-05-31 | 19.8344 | 19.8344 | 25.7847 | 2025 | 2025-05-01 | 17.6841 | 15.5 | 2.1841 | 2026 |  | 1 |  | 10 | 2026-10-01 | 44 | 34.5 |  |  | 8 | 85% | 0.65256 |  | 28.6902
FCA43 | 2052-06-01 | 2053-05-31 | 20.2906 | 20.2906 | 26.3778 | 2025 | 2025-06-01 | 17.6841 | 15.5 | 2.1841 | 2026 |  | 1 |  | 11 | 2026-11-01 | 57.9 | 50.9 |  |  | 8 | 85% | -0.37916 |  | 28.6902
FCA44 | 2053-06-01 | 2054-05-31 | 20.7573 | 20.7573 | 26.9844 | 2025 | 2025-07-01 | 17.6841 | 15.5 | 2.1841 | 2026 |  | 1 |  | 12 | 2026-12-01 | 86.65 | 75.9 |  |  | 8 | 85% | -0.50574 |  | 28.6902
FCA45 | 2054-06-01 | 2055-05-31 | 21.2347 | 21.2347 | 27.6051 | 2025 | 2025-08-01 | 17.6841 | 15.5 | 2.1841 | 2027 |  | 2 | 1 | 1 | 2027-01-01 | 132.25 | 122.25 |  |  | 8 | 85% | -2.2136 | -2.2136 | 28.6902 | 28.6902
FCA46 | 2055-06-01 | 2056-05-31 | 21.7231 | 21.7231 | 28.24 | 2025 | 2025-09-01 | 17.6841 | 15.5 | 2.1841 | 2027 |  | 2 | 1 | 2 | 2027-02-01 | 111.75 | 101.75 |  |  | 8 | 85% | -1.5217 | -1.5217 | 28.6902 | 28.6902
FCA47 | 2056-06-01 | 2057-05-31 | 22.2227 | 22.2227 | 28.8895 | 2025 | 2025-10-01 | 17.6841 | 15.5 | 2.1841 | 2027 |  | 2 | 1 | 3 | 2027-03-01 | 65 | 57 |  |  | 8 | 85% | -0.39379 | -0.39379 | 28.6902 | 28.6902
[6 empty] | 2025 | 2025-11-01 | 17.6841 | 15.5 | 2.1841 | 2027 |  | 2 | 1 | 4 | 2027-04-01 | 45.85 | 35.35 |  |  | 8 | 85% | 0.81514 | 0.81514 | 28.6902 | 28.6902
[6 empty] | 2025 | 2025-12-01 | 17.6841 | 15.5 | 2.1841 | 2027 |  | 2 | 1 | 5 | 2027-05-01 | 39 | 27.5 |  |  | 8 | 85% | 1.2714 | 1.2714 | 28.6902 | 28.6902
[6 empty] | 2026 | 2026-01-01 | 16.9841 | 14.8 | 2.1841 | 2027 |  | 2 | 1 | 6 | 2027-06-01 | 50 | 35.25 |  |  | 8 | 85% | 1.6314 | 1.6314 | 28.6902 | 28.6902
[6 empty] | 2026 | 2026-02-01 | 17.0278 | 14.8 | 2.2278 | 2027 |  | 2 | 1 | 7 | 2027-07-01 | 71 | 46.25 |  |  | 8 | 85% | 3.1728 | 3.1728 | 28.6902 | 28.6902
[6 empty] | 2026 | 2026-03-01 | 17.0278 | 14.8 | 2.2278 | 2027 |  | 2 | 1 | 8 | 2027-08-01 | 60.5 | 35.75 |  |  | 8 | 85% | 3.5272 | 3.5272 | 28.6902 | 28.6902
[6 empty] | 2026 | 2026-04-01 | 17.0278 | 14.8 | 2.2278 | 2027 |  | 2 | 1 | 9 | 2027-09-01 | 46.75 | 33.75 |  |  | 8 | 85% | 1.3473 | 1.3473 | 28.6902 | 28.6902
[6 empty] | 2026 | 2026-05-01 | 17.0278 | 14.8 | 2.2278 | 2027 |  | 2 | 1 | 10 | 2027-10-01 | 42.5 | 29.75 |  |  | 8 | 85% | 1.4345 | 1.4345 | 28.6902 | 28.6902
[6 empty] | 2026 | 2026-06-01 | 17.0278 | 14.8 | 2.2278 | 2027 |  | 2 | 1 | 11 | 2027-11-01 | 56.15 | 46.15 |  |  | 8 | 85% | 0.35497 | 0.35497 | 28.6902 | 28.6902
[6 empty] | 2026 | 2026-07-01 | 17.0278 | 14.8 | 2.2278 | 2027 |  | 2 | 1 | 12 | 2027-12-01 | 84.9 | 73.9 |  |  | 8 | 85% | -0.39041 | -0.39041 | 28.6902 | 28.6902
[6 empty] | 2026 | 2026-08-01 | 17.0278 | 14.8 | 2.2278 | 2028 |  | 3 | 2 | 1 | 2028-01-01 | 145.9509 | 119.0085 |  |  | 8 | 85% | 1.1248 | 1.1363 | 28.4004 | 28.6902
[6 empty] | 2026 | 2026-09-01 | 17.0278 | 14.8 | 2.2278 | 2028 |  | 3 | 2 | 2 | 2028-02-01 | 137.2377 | 110.4582 |  |  | 8 | 85% | 1.3797 | 1.3938 | 28.4004 | 28.6902
[6 empty] | 2026 | 2026-10-01 | 17.0278 | 14.8 | 2.2278 | 2028 |  | 3 | 2 | 3 | 2028-03-01 | 54.7561 | 48.303 |  |  | 8 | 85% | -0.39211 | -0.39611 | 28.4004 | 28.6902
[6 empty] | 2026 | 2026-11-01 | 17.0278 | 14.8 | 2.2278 | 2028 |  | 3 | 2 | 4 | 2028-04-01 | 38.8961 | 33.0811 |  |  | 8 | 85% | -0.0043171 | -0.0043611 | 28.4004 | 28.6902
[6 empty] | 2026 | 2026-12-01 | 17.0278 | 14.8 | 2.2278 | 2028 |  | 3 | 2 | 5 | 2028-05-01 | 34.8659 | 29.0568 |  |  | 8 | 85% | 0.12903 | 0.13034 | 28.4004 | 28.6902
[6 empty] | 2027 | 2027-01-01 | 17.8178 | 15.59 | 2.2278 | 2028 |  | 3 | 2 | 6 | 2028-06-01 | 38.5913 | 31.3981 |  |  | 8 | 85% | 0.31285 | 0.31604 | 28.4004 | 28.6902
[6 empty] | 2027 | 2027-02-01 | 17.8623 | 15.59 | 2.2723 | 2028 |  | 3 | 2 | 7 | 2028-07-01 | 47.8253 | 36.086 |  |  | 8 | 85% | 1.0169 | 1.0273 | 28.4004 | 28.6902
[6 empty] | 2027 | 2027-03-01 | 17.8623 | 15.59 | 2.2723 | 2028 |  | 3 | 2 | 8 | 2028-08-01 | 42.5277 | 35.6189 |  |  | 8 | 85% | 0.11799 | 0.11919 | 28.4004 | 28.6902
[6 empty] | 2027 | 2027-04-01 | 17.8623 | 15.59 | 2.2723 | 2028 |  | 3 | 2 | 9 | 2028-09-01 | 36.4564 | 30.7001 |  |  | 8 | 85% | 0.064112 | 0.064766 | 28.4004 | 28.6902
[6 empty] | 2027 | 2027-05-01 | 17.8623 | 15.59 | 2.2723 | 2028 |  | 3 | 2 | 10 | 2028-10-01 | 36.9606 | 31.5866 |  |  | 8 | 85% | -0.037889 | -0.038276 | 28.4004 | 28.6902
[6 empty] | 2027 | 2027-06-01 | 17.8623 | 15.59 | 2.2723 | 2028 |  | 3 | 2 | 11 | 2028-11-01 | 58.9131 | 51.642 |  |  | 8 | 85% | -0.34878 | -0.35234 | 28.4004 | 28.6902
[6 empty] | 2027 | 2027-07-01 | 17.8623 | 15.59 | 2.2723 | 2028 |  | 3 | 2 | 12 | 2028-12-01 | 110.2156 | 96.1243 |  |  | 8 | 85% | -0.54374 | -0.54929 | 28.4004 | 28.6902
[6 empty] | 2027 | 2027-08-01 | 17.8623 | 15.59 | 2.2723 | 2029 |  | 4 | 3 | 1 | 2029-01-01 | 149.7754 | 122.9478 |  |  | 8 | 85% | 0.97145 | 0.97145 | 28.4004 | 28.4004
[6 empty] | 2027 | 2027-09-01 | 17.8623 | 15.59 | 2.2723 | 2029 |  | 4 | 3 | 2 | 2029-02-01 | 143.3573 | 117.4303 |  |  | 8 | 85% | 0.9853 | 0.9853 | 28.4004 | 28.4004
[6 empty] | 2027 | 2027-10-01 | 17.8623 | 15.59 | 2.2723 | 2029 |  | 4 | 3 | 3 | 2029-03-01 | 58.0268 | 50.7853 |  |  | 8 | 85% | -0.32578 | -0.32578 | 28.4004 | 28.4004
[6 empty] | 2027 | 2027-11-01 | 17.8623 | 15.59 | 2.2723 | 2029 |  | 4 | 3 | 4 | 2029-04-01 | 38.6319 | 32.5918 |  |  | 8 | 85% | 0.054643 | 0.054643 | 28.4004 | 28.4004
[6 empty] | 2027 | 2027-12-01 | 17.8623 | 15.59 | 2.2723 | 2029 |  | 4 | 3 | 5 | 2029-05-01 | 33.7223 | 28.3075 |  |  | 8 | 85% | 0.079409 | 0.079409 | 28.4004 | 28.4004
[6 empty] | 2028 | 2028-01-01 | 18.7323 | 16.46 | 2.2723 | 2029 |  | 4 | 3 | 6 | 2029-06-01 | 37.8343 | 31.1432 |  |  | 8 | 85% | 0.2263 | 0.2263 | 28.4004 | 28.4004
[6 empty] | 2028 | 2028-02-01 | 18.7778 | 16.46 | 2.3178 | 2029 |  | 4 | 3 | 7 | 2029-07-01 | 44.1401 | 33.2895 |  |  | 8 | 85% | 0.94212 | 0.94212 | 28.4004 | 28.4004
[6 empty] | 2028 | 2028-03-01 | 18.7778 | 16.46 | 2.3178 | 2029 |  | 4 | 3 | 8 | 2029-08-01 | 41.1567 | 34.1957 |  |  | 8 | 85% | 0.17541 | 0.17541 | 28.4004 | 28.4004
[6 empty] | 2028 | 2028-04-01 | 18.7778 | 16.46 | 2.3178 | 2029 |  | 4 | 3 | 9 | 2029-09-01 | 35.0836 | 29.7344 |  |  | 8 | 85% | 0.019305 | 0.019305 | 28.4004 | 28.4004
[6 empty] | 2028 | 2028-05-01 | 18.7778 | 16.46 | 2.3178 | 2029 |  | 4 | 3 | 10 | 2029-10-01 | 35.7695 | 30.0961 |  |  | 8 | 85% | 0.068597 | 0.068597 | 28.4004 | 28.4004
[6 empty] | 2028 | 2028-06-01 | 18.7778 | 16.46 | 2.3178 | 2029 |  | 4 | 3 | 11 | 2029-11-01 | 63.3158 | 54.8909 |  |  | 8 | 85% | -0.23888 | -0.23888 | 28.4004 | 28.4004
[6 empty] | 2028 | 2028-07-01 | 18.7778 | 16.46 | 2.3178 | 2029 |  | 4 | 3 | 12 | 2029-12-01 | 113.8551 | 99.8414 |  |  | 8 | 85% | -0.68262 | -0.68262 | 28.4004 | 28.4004
[6 empty] | 2028 | 2028-08-01 | 18.7778 | 16.46 | 2.3178 | 2030 |  | 5 | 4 | 1 | 2030-01-01 | 148.442 | 121.3325 |  |  | 8 | 85% | 1.0788 | 1.0788 | 28.4004 | 28.4004
[6 empty] | 2028 | 2028-09-01 | 18.7778 | 16.46 | 2.3178 | 2030 |  | 5 | 4 | 2 | 2030-02-01 | 138.7093 | 112.8742 |  |  | 8 | 85% | 1.1201 | 1.1201 | 28.4004 | 28.4004
[6 empty] | 2028 | 2028-10-01 | 18.7778 | 16.46 | 2.3178 | 2030 |  | 5 | 4 | 3 | 2030-03-01 | 56.4521 | 49.5226 |  |  | 8 | 85% | -0.34266 | -0.34266 | 28.4004 | 28.4004
[6 empty] | 2028 | 2028-11-01 | 18.7778 | 16.46 | 2.3178 | 2030 |  | 5 | 4 | 4 | 2030-04-01 | 38.3737 | 32.7545 |  |  | 8 | 85% | -0.030484 | -0.030484 | 28.4004 | 28.4004
[6 empty] | 2028 | 2028-12-01 | 18.7778 | 16.46 | 2.3178 | 2030 |  | 5 | 4 | 5 | 2030-05-01 | 33.5687 | 27.8587 |  |  | 8 | 85% | 0.15029 | 0.15029 | 28.4004 | 28.4004
[6 empty] | 2029 | 2029-01-01 | 19.5778 | 17.26 | 2.3178 | 2030 |  | 5 | 4 | 6 | 2030-06-01 | 38.3329 | 31.1473 |  |  | 8 | 85% | 0.3198 | 0.3198 | 28.4004 | 28.4004
[6 empty] | 2029 | 2029-02-01 | 19.6241 | 17.26 | 2.3641 | 2030 |  | 5 | 4 | 7 | 2030-07-01 | 43.1022 | 32.7925 |  |  | 8 | 85% | 0.85633 | 0.85633 | 28.4004 | 28.4004
[6 empty] | 2029 | 2029-03-01 | 19.6241 | 17.26 | 2.3641 | 2030 |  | 5 | 4 | 8 | 2030-08-01 | 40.7559 | 33.977 |  |  | 8 | 85% | 0.14823 | 0.14823 | 28.4004 | 28.4004
[6 empty] | 2029 | 2029-04-01 | 19.6241 | 17.26 | 2.3641 | 2030 |  | 5 | 4 | 9 | 2030-09-01 | 34.2158 | 29.291 |  |  | 8 | 85% | -0.046217 | -0.046217 | 28.4004 | 28.4004
[6 empty] | 2029 | 2029-05-01 | 19.6241 | 17.26 | 2.3641 | 2030 |  | 5 | 4 | 10 | 2030-10-01 | 34.9763 | 28.9729 |  |  | 8 | 85% | 0.16861 | 0.16861 | 28.4004 | 28.4004
[6 empty] | 2029 | 2029-06-01 | 19.6241 | 17.26 | 2.3641 | 2030 |  | 5 | 4 | 11 | 2030-11-01 | 61.7682 | 54.6096 |  |  | 8 | 85% | -0.46925 | -0.46925 | 28.4004 | 28.4004
[6 empty] | 2029 | 2029-07-01 | 19.6241 | 17.26 | 2.3641 | 2030 |  | 5 | 4 | 12 | 2030-12-01 | 114.284 | 96.5242 |  |  | 8 | 85% | 0.13748 | 0.13748 | 28.4004 | 28.4004
[6 empty] | 2029 | 2029-08-01 | 19.6241 | 17.26 | 2.3641 | 2031 |  | 6 | 5 | 1 | 2031-01-01 | 148.4516 | 119.6577 |  |  | 8 | 85% | 1.4537 | 1.4537 | 28.4004 | 28.4004
[6 empty] | 2029 | 2029-09-01 | 19.6241 | 17.26 | 2.3641 | 2031 |  | 6 | 5 | 2 | 2031-02-01 | 139.7092 | 115.0317 |  |  | 8 | 85% | 0.82888 | 0.82888 | 28.4004 | 28.4004
[6 empty] | 2029 | 2029-10-01 | 19.6241 | 17.26 | 2.3641 | 2031 |  | 6 | 5 | 3 | 2031-03-01 | 58.5702 | 51.1754 |  |  | 8 | 85% | -0.30978 | -0.30978 | 28.4004 | 28.4004
[6 empty] | 2029 | 2029-11-01 | 19.6241 | 17.26 | 2.3641 | 2031 |  | 6 | 5 | 4 | 2031-04-01 | 37.9406 | 32.3204 |  |  | 8 | 85% | -0.015773 | -0.015773 | 28.4004 | 28.4004
[6 empty] | 2029 | 2029-12-01 | 19.6241 | 17.26 | 2.3641 | 2031 |  | 6 | 5 | 5 | 2031-05-01 | 33.6202 | 28.2278 |  |  | 8 | 85% | 0.077814 | 0.077814 | 28.4004 | 28.4004
[6 empty] | 2030 | 2030-01-01 | 20.0541 | 17.69 | 2.3641 | 2031 |  | 6 | 5 | 6 | 2031-06-01 | 39.1256 | 31.8129 |  |  | 8 | 85% | 0.3216 | 0.3216 | 28.4004 | 28.4004
[6 empty] | 2030 | 2030-02-01 | 20.1014 | 17.69 | 2.4114 | 2031 |  | 6 | 5 | 7 | 2031-07-01 | 43.5998 | 33.5874 |  |  | 8 | 85% | 0.77348 | 0.77348 | 28.4004 | 28.4004
[6 empty] | 2030 | 2030-03-01 | 20.1014 | 17.69 | 2.4114 | 2031 |  | 6 | 5 | 8 | 2031-08-01 | 43.2833 | 35.4226 |  |  | 8 | 85% | 0.30475 | 0.30475 | 28.4004 | 28.4004
[6 empty] | 2030 | 2030-04-01 | 20.1014 | 17.69 | 2.4114 | 2031 |  | 6 | 5 | 9 | 2031-09-01 | 35.6982 | 29.8513 |  |  | 8 | 85% | 0.10963 | 0.10963 | 28.4004 | 28.4004
[6 empty] | 2030 | 2030-05-01 | 20.1014 | 17.69 | 2.4114 | 2031 |  | 6 | 5 | 10 | 2031-10-01 | 36.4724 | 29.9524 |  |  | 8 | 85% | 0.2337 | 0.2337 | 28.4004 | 28.4004
[6 empty] | 2030 | 2030-06-01 | 20.1014 | 17.69 | 2.4114 | 2031 |  | 6 | 5 | 11 | 2031-11-01 | 63.4349 | 55.7468 |  |  | 8 | 85% | -0.407 | -0.407 | 28.4004 | 28.4004
[6 empty] | 2030 | 2030-07-01 | 20.1014 | 17.69 | 2.4114 | 2031 |  | 6 | 5 | 12 | 2031-12-01 | 114.3918 | 96.9338 |  |  | 8 | 85% | 0.066661 | 0.066661 | 28.4004 | 28.4004
[6 empty] | 2030 | 2030-08-01 | 20.1014 | 17.69 | 2.4114 | 2032 |  | 7 | 6 | 1 | 2032-01-01 | 149.578 | 119.5945 |  |  | 8 | 85% | 1.6639 | 1.681 | 28.1106 | 28.4004
[6 empty] | 2030 | 2030-09-01 | 20.1014 | 17.69 | 2.4114 | 2032 |  | 7 | 6 | 2 | 2032-02-01 | 144.1163 | 114.3126 |  |  | 8 | 85% | 1.8049 | 1.8235 | 28.1106 | 28.4004
[6 empty] | 2030 | 2030-10-01 | 20.1014 | 17.69 | 2.4114 | 2032 |  | 7 | 6 | 3 | 2032-03-01 | 58.042 | 50.6092 |  |  | 8 | 85% | -0.28079 | -0.28368 | 28.1106 | 28.4004
[6 empty] | 2030 | 2030-11-01 | 20.1014 | 17.69 | 2.4114 | 2032 |  | 7 | 6 | 4 | 2032-04-01 | 39.3368 | 32.9909 |  |  | 8 | 85% | 0.09819 | 0.099202 | 28.1106 | 28.4004
[6 empty] | 2030 | 2030-12-01 | 20.1014 | 17.69 | 2.4114 | 2032 |  | 7 | 6 | 5 | 2032-05-01 | 33.9681 | 28.3527 |  |  | 8 | 85% | 0.11468 | 0.11586 | 28.1106 | 28.4004
[6 empty] | 2031 | 2031-01-01 | 20.3614 | 17.95 | 2.4114 | 2032 |  | 7 | 6 | 6 | 2032-06-01 | 39.1548 | 32.6471 |  |  | 8 | 85% | 0.13988 | 0.14133 | 28.1106 | 28.4004
[6 empty] | 2031 | 2031-02-01 | 20.4096 | 17.95 | 2.4596 | 2032 |  | 7 | 6 | 7 | 2032-07-01 | 46.3669 | 36.1874 |  |  | 8 | 85% | 0.7109 | 0.71823 | 28.1106 | 28.4004
[6 empty] | 2031 | 2031-03-01 | 20.4096 | 17.95 | 2.4596 | 2032 |  | 7 | 6 | 8 | 2032-08-01 | 47.2939 | 38.0844 |  |  | 8 | 85% | 0.4664 | 0.47121 | 28.1106 | 28.4004
[6 empty] | 2031 | 2031-04-01 | 20.4096 | 17.95 | 2.4596 | 2032 |  | 7 | 6 | 9 | 2032-09-01 | 38.6768 | 32.8468 |  |  | 8 | 85% | 0.0062839 | 0.0063487 | 28.1106 | 28.4004
[6 empty] | 2031 | 2031-05-01 | 20.4096 | 17.95 | 2.4596 | 2032 |  | 7 | 6 | 10 | 2032-10-01 | 40.0782 | 32.4101 |  |  | 8 | 85% | 0.36519 | 0.36895 | 28.1106 | 28.4004
[6 empty] | 2031 | 2031-06-01 | 20.4096 | 17.95 | 2.4596 | 2032 |  | 7 | 6 | 11 | 2032-11-01 | 65.3468 | 58.1601 |  |  | 8 | 85% | -0.57661 | -0.58256 | 28.1106 | 28.4004
[6 empty] | 2031 | 2031-07-01 | 20.4096 | 17.95 | 2.4596 | 2032 |  | 7 | 6 | 12 | 2032-12-01 | 119.8189 | 95.6345 |  |  | 8 | 85% | 1.3695 | 1.3836 | 28.1106 | 28.4004
[6 empty] | 2031 | 2031-08-01 | 20.4096 | 17.95 | 2.4596 | 2033 | 1 | 8 | 7 | 1 | 2033-01-01 | 154.5637 | 122.7789 |  |  | 8 | 85% | 1.8962 | 1.8962 | 28.1106 | 28.1106
[6 empty] | 2031 | 2031-09-01 | 20.4096 | 17.95 | 2.4596 | 2033 | 1 | 8 | 7 | 2 | 2033-02-01 | 144.0519 | 115.3126 |  |  | 8 | 85% | 1.5723 | 1.5723 | 28.1106 | 28.1106
[6 empty] | 2031 | 2031-10-01 | 20.4096 | 17.95 | 2.4596 | 2033 | 1 | 8 | 7 | 3 | 2033-03-01 | 59.7594 | 52.0011 |  |  | 8 | 85% | -0.26582 | -0.26582 | 28.1106 | 28.1106
[6 empty] | 2031 | 2031-11-01 | 20.4096 | 17.95 | 2.4596 | 2033 | 1 | 8 | 7 | 4 | 2033-04-01 | 39.8493 | 33.616 |  |  | 8 | 85% | 0.056413 | 0.056413 | 28.1106 | 28.1106
[6 empty] | 2031 | 2031-12-01 | 20.4096 | 17.95 | 2.4596 | 2033 | 1 | 8 | 7 | 5 | 2033-05-01 | 32.5029 | 27.725 |  |  | 8 | 85% | -0.02149 | -0.02149 | 28.1106 | 28.1106
[6 empty] | 2032 | 2032-01-01 | 20.6796 | 18.22 | 2.4596 | 2033 | 1 | 8 | 7 | 6 | 2033-06-01 | 39.757 | 33.3984 |  |  | 8 | 85% | 0.087096 | 0.087096 | 28.1106 | 28.1106
[6 empty] | 2032 | 2032-02-01 | 20.7288 | 18.22 | 2.5088 | 2033 | 1 | 8 | 7 | 7 | 2033-07-01 | 48.2773 | 38.2809 |  |  | 8 | 85% | 0.60736 | 0.60736 | 28.1106 | 28.1106
[6 empty] | 2032 | 2032-03-01 | 20.7288 | 18.22 | 2.5088 | 2033 | 1 | 8 | 7 | 8 | 2033-08-01 | 48.7177 | 38.6573 |  |  | 8 | 85% | 0.60692 | 0.60692 | 28.1106 | 28.1106
[6 empty] | 2032 | 2032-04-01 | 20.7288 | 18.22 | 2.5088 | 2033 | 1 | 8 | 7 | 9 | 2033-09-01 | 39.4958 | 34.0171 |  |  | 8 | 85% | -0.098265 | -0.098265 | 28.1106 | 28.1106
[6 empty] | 2032 | 2032-05-01 | 20.7288 | 18.22 | 2.5088 | 2033 | 1 | 8 | 7 | 10 | 2033-10-01 | 43.1201 | 34.5699 |  |  | 8 | 85% | 0.45905 | 0.45905 | 28.1106 | 28.1106
[6 empty] | 2032 | 2032-06-01 | 20.7288 | 18.22 | 2.5088 | 2033 | 1 | 8 | 7 | 11 | 2033-11-01 | 67.1266 | 58.6492 |  |  | 8 | 85% | -0.35091 | -0.35091 | 28.1106 | 28.1106
[6 empty] | 2032 | 2032-07-01 | 20.7288 | 18.22 | 2.5088 | 2033 | 1 | 8 | 7 | 12 | 2033-12-01 | 119.4343 | 99.5938 | end of 2024 avoided cost forecast |  | 8 | 85% | 0.42449 | 0.42449 | 28.1106 | 28.1106
[6 empty] | 2032 | 2032-08-01 | 20.7288 | 18.22 | 2.5088 | 2034 | 1.02 | 9 | 8 | 1 | 2034-01-01 | 157.655 | 125.2345 | 154.5637 | 122.7789 | 8 | 85% | 1.9141 | 1.9341 | 27.8208 | 28.1106
[6 empty] | 2032 | 2032-09-01 | 20.7288 | 18.22 | 2.5088 | 2034 | 1.02 | 9 | 8 | 2 | 2034-02-01 | 146.9329 | 117.6189 | 144.0519 | 115.3126 | 8 | 85% | 1.5872 | 1.6038 | 27.8208 | 28.1106
[6 empty] | 2032 | 2032-10-01 | 20.7288 | 18.22 | 2.5088 | 2034 | 1.02 | 9 | 8 | 3 | 2034-03-01 | 60.9546 | 53.0411 | 59.7594 | 52.0011 | 8 | 85% | -0.26834 | -0.27113 | 27.8208 | 28.1106
[6 empty] | 2032 | 2032-11-01 | 20.7288 | 18.22 | 2.5088 | 2034 | 1.02 | 9 | 8 | 4 | 2034-04-01 | 40.6463 | 34.2884 | 39.8493 | 33.616 | 8 | 85% | 0.056948 | 0.057541 | 27.8208 | 28.1106
[6 empty] | 2032 | 2032-12-01 | 20.7288 | 18.22 | 2.5088 | 2034 | 1.02 | 9 | 8 | 5 | 2034-05-01 | 33.153 | 28.2795 | 32.5029 | 27.725 | 8 | 85% | -0.021694 | -0.02192 | 27.8208 | 28.1106
[6 empty] | 2033 | 2033-01-01 | 21.0088 | 18.5 | 2.5088 | 2034 | 1.02 | 9 | 8 | 6 | 2034-06-01 | 40.5522 | 34.0664 | 39.757 | 33.3984 | 8 | 85% | 0.087922 | 0.088837 | 27.8208 | 28.1106
[6 empty] | 2033 | 2033-02-01 | 21.059 | 18.5 | 2.559 | 2034 | 1.02 | 9 | 8 | 7 | 2034-07-01 | 49.2428 | 39.0465 | 48.2773 | 38.2809 | 8 | 85% | 0.61312 | 0.61951 | 27.8208 | 28.1106
[6 empty] | 2033 | 2033-03-01 | 21.059 | 18.5 | 2.559 | 2034 | 1.02 | 9 | 8 | 8 | 2034-08-01 | 49.6921 | 39.4304 | 48.7177 | 38.6573 | 8 | 85% | 0.61268 | 0.61906 | 27.8208 | 28.1106
[6 empty] | 2033 | 2033-04-01 | 21.059 | 18.5 | 2.559 | 2034 | 1.02 | 9 | 8 | 9 | 2034-09-01 | 40.2857 | 34.6974 | 39.4958 | 34.0171 | 8 | 85% | -0.099197 | -0.10023 | 27.8208 | 28.1106
[6 empty] | 2033 | 2033-05-01 | 21.059 | 18.5 | 2.559 | 2034 | 1.02 | 9 | 8 | 10 | 2034-10-01 | 43.9825 | 35.2613 | 43.1201 | 34.5699 | 8 | 85% | 0.46341 | 0.46823 | 27.8208 | 28.1106
[6 empty] | 2033 | 2033-06-01 | 21.059 | 18.5 | 2.559 | 2034 | 1.02 | 9 | 8 | 11 | 2034-11-01 | 68.4691 | 59.8222 | 67.1266 | 58.6492 | 8 | 85% | -0.35423 | -0.35792 | 27.8208 | 28.1106
[6 empty] | 2033 | 2033-07-01 | 21.059 | 18.5 | 2.559 | 2034 | 1.02 | 9 | 8 | 12 | 2034-12-01 | 121.823 | 101.5857 | 119.4343 | 99.5938 | 8 | 85% | 0.42852 | 0.43298 | 27.8208 | 28.1106
[6 empty] | 2033 | 2033-08-01 | 21.059 | 18.5 | 2.559 | 2035 | 1.0404 | 10 | 9 | 1 | 2035-01-01 | 160.8081 | 127.7391 | 154.5637 | 122.7789 | 8 | 85% | 1.9524 | 1.9524 | 27.8208 | 27.8208
[6 empty] | 2033 | 2033-09-01 | 21.059 | 18.5 | 2.559 | 2035 | 1.0404 | 10 | 9 | 2 | 2035-02-01 | 149.8716 | 119.9712 | 144.0519 | 115.3126 | 8 | 85% | 1.619 | 1.619 | 27.8208 | 27.8208
[6 empty] | 2033 | 2033-10-01 | 21.059 | 18.5 | 2.559 | 2035 | 1.0404 | 10 | 9 | 3 | 2035-03-01 | 62.1737 | 54.102 | 59.7594 | 52.0011 | 8 | 85% | -0.2737 | -0.2737 | 27.8208 | 27.8208
[6 empty] | 2033 | 2033-11-01 | 21.059 | 18.5 | 2.559 | 2035 | 1.0404 | 10 | 9 | 4 | 2035-04-01 | 41.4592 | 34.9741 | 39.8493 | 33.616 | 8 | 85% | 0.058087 | 0.058087 | 27.8208 | 27.8208
[6 empty] | 2033 | 2033-12-01 | 21.059 | 18.5 | 2.559 | 2035 | 1.0404 | 10 | 9 | 5 | 2035-05-01 | 33.8161 | 28.8451 | 32.5029 | 27.725 | 8 | 85% | -0.022128 | -0.022128 | 27.8208 | 27.8208
[6 empty] | 2034 | 2034-01-01 | 21.329 | 18.77 | 2.559 | 2035 | 1.0404 | 10 | 9 | 6 | 2035-06-01 | 41.3632 | 34.7477 | 39.757 | 33.3984 | 8 | 85% | 0.08968 | 0.08968 | 27.8208 | 27.8208
[6 empty] | 2034 | 2034-02-01 | 21.3802 | 18.77 | 2.6102 | 2035 | 1.0404 | 10 | 9 | 7 | 2035-07-01 | 50.2277 | 39.8275 | 48.2773 | 38.2809 | 8 | 85% | 0.62538 | 0.62538 | 27.8208 | 27.8208
[6 empty] | 2034 | 2034-03-01 | 21.3802 | 18.77 | 2.6102 | 2035 | 1.0404 | 10 | 9 | 8 | 2035-08-01 | 50.6859 | 40.219 | 48.7177 | 38.6573 | 8 | 85% | 0.62493 | 0.62493 | 27.8208 | 27.8208
[6 empty] | 2034 | 2034-04-01 | 21.3802 | 18.77 | 2.6102 | 2035 | 1.0404 | 10 | 9 | 9 | 2035-09-01 | 41.0914 | 35.3914 | 39.4958 | 34.0171 | 8 | 85% | -0.10118 | -0.10118 | 27.8208 | 27.8208
[6 empty] | 2034 | 2034-05-01 | 21.3802 | 18.77 | 2.6102 | 2035 | 1.0404 | 10 | 9 | 10 | 2035-10-01 | 44.8621 | 35.9666 | 43.1201 | 34.5699 | 8 | 85% | 0.47268 | 0.47268 | 27.8208 | 27.8208
[6 empty] | 2034 | 2034-06-01 | 21.3802 | 18.77 | 2.6102 | 2035 | 1.0404 | 10 | 9 | 11 | 2035-11-01 | 69.8385 | 61.0186 | 67.1266 | 58.6492 | 8 | 85% | -0.36132 | -0.36132 | 27.8208 | 27.8208
[6 empty] | 2034 | 2034-07-01 | 21.3802 | 18.77 | 2.6102 | 2035 | 1.0404 | 10 | 9 | 12 | 2035-12-01 | 124.2595 | 103.6174 | 119.4343 | 99.5938 | 8 | 85% | 0.43709 | 0.43709 | 27.8208 | 27.8208
[6 empty] | 2034 | 2034-08-01 | 21.3802 | 18.77 | 2.6102 | 2036 | 1.0612 | 11 | 10 | 1 | 2036-01-01 | 164.0243 | 130.2939 | 154.5637 | 122.7789 | 8 | 85% | 1.9707 | 1.9915 | 27.531 | 27.8208
[6 empty] | 2034 | 2034-09-01 | 21.3802 | 18.77 | 2.6102 | 2036 | 1.0612 | 11 | 10 | 2 | 2036-02-01 | 152.869 | 122.3707 | 144.0519 | 115.3126 | 8 | 85% | 1.6342 | 1.6514 | 27.531 | 27.8208
[6 empty] | 2034 | 2034-10-01 | 21.3802 | 18.77 | 2.6102 | 2036 | 1.0612 | 11 | 10 | 3 | 2036-03-01 | 63.4171 | 55.184 | 59.7594 | 52.0011 | 8 | 85% | -0.27627 | -0.27918 | 27.531 | 27.8208
[6 empty] | 2034 | 2034-11-01 | 21.3802 | 18.77 | 2.6102 | 2036 | 1.0612 | 11 | 10 | 4 | 2036-04-01 | 42.2884 | 35.6736 | 39.8493 | 33.616 | 8 | 85% | 0.058632 | 0.059249 | 27.531 | 27.8208
[6 empty] | 2034 | 2034-12-01 | 21.3802 | 18.77 | 2.6102 | 2036 | 1.0612 | 11 | 10 | 5 | 2036-05-01 | 34.4924 | 29.422 | 32.5029 | 27.725 | 8 | 85% | -0.022335 | -0.02257 | 27.531 | 27.8208
[6 empty] | 2035 | 2035-01-01 | 21.6602 | 19.05 | 2.6102 | 2036 | 1.0612 | 11 | 10 | 6 | 2036-06-01 | 42.1905 | 35.4427 | 39.757 | 33.3984 | 8 | 85% | 0.090521 | 0.091474 | 27.531 | 27.8208
[6 empty] | 2035 | 2035-02-01 | 21.7124 | 19.05 | 2.6624 | 2036 | 1.0612 | 11 | 10 | 7 | 2036-07-01 | 51.2322 | 40.624 | 48.2773 | 38.2809 | 8 | 85% | 0.63124 | 0.63789 | 27.531 | 27.8208
[6 empty] | 2035 | 2035-03-01 | 21.7124 | 19.05 | 2.6624 | 2036 | 1.0612 | 11 | 10 | 8 | 2036-08-01 | 51.6996 | 41.0234 | 48.7177 | 38.6573 | 8 | 85% | 0.63079 | 0.63743 | 27.531 | 27.8208
[6 empty] | 2035 | 2035-04-01 | 21.7124 | 19.05 | 2.6624 | 2036 | 1.0612 | 11 | 10 | 9 | 2036-09-01 | 41.9132 | 36.0992 | 39.4958 | 34.0171 | 8 | 85% | -0.10213 | -0.1032 | 27.531 | 27.8208
[6 empty] | 2035 | 2035-05-01 | 21.7124 | 19.05 | 2.6624 | 2036 | 1.0612 | 11 | 10 | 10 | 2036-10-01 | 45.7594 | 36.6859 | 43.1201 | 34.5699 | 8 | 85% | 0.47711 | 0.48213 | 27.531 | 27.8208
[6 empty] | 2035 | 2035-06-01 | 21.7124 | 19.05 | 2.6624 | 2036 | 1.0612 | 11 | 10 | 11 | 2036-11-01 | 71.2352 | 62.239 | 67.1266 | 58.6492 | 8 | 85% | -0.36471 | -0.36855 | 27.531 | 27.8208
[6 empty] | 2035 | 2035-07-01 | 21.7124 | 19.05 | 2.6624 | 2036 | 1.0612 | 11 | 10 | 12 | 2036-12-01 | 126.7447 | 105.6898 | 119.4343 | 99.5938 | 8 | 85% | 0.44119 | 0.44583 | 27.531 | 27.8208
[6 empty] | 2035 | 2035-08-01 | 21.7124 | 19.05 | 2.6624 | 2037 | 1.0824 | 12 | 11 | 1 | 2037-01-01 | 167.3048 | 132.8998 | 154.5637 | 122.7789 | 8 | 85% | 2.0101 | 2.0101 | 27.531 | 27.531
[6 empty] | 2035 | 2035-09-01 | 21.7124 | 19.05 | 2.6624 | 2037 | 1.0824 | 12 | 11 | 2 | 2037-02-01 | 155.9264 | 124.8181 | 144.0519 | 115.3126 | 8 | 85% | 1.6668 | 1.6668 | 27.531 | 27.531
[6 empty] | 2035 | 2035-10-01 | 21.7124 | 19.05 | 2.6624 | 2037 | 1.0824 | 12 | 11 | 3 | 2037-03-01 | 64.6855 | 56.2877 | 59.7594 | 52.0011 | 8 | 85% | -0.2818 | -0.2818 | 27.531 | 27.531
[6 empty] | 2035 | 2035-11-01 | 21.7124 | 19.05 | 2.6624 | 2037 | 1.0824 | 12 | 11 | 4 | 2037-04-01 | 43.1342 | 36.3871 | 39.8493 | 33.616 | 8 | 85% | 0.059804 | 0.059804 | 27.531 | 27.531
[6 empty] | 2035 | 2035-12-01 | 21.7124 | 19.05 | 2.6624 | 2037 | 1.0824 | 12 | 11 | 5 | 2037-05-01 | 35.1822 | 30.0104 | 32.5029 | 27.725 | 8 | 85% | -0.022782 | -0.022782 | 27.531 | 27.531
[6 empty] | 2036 | 2036-01-01 | 22.0024 | 19.34 | 2.6624 | 2037 | 1.0824 | 12 | 11 | 6 | 2037-06-01 | 43.0343 | 36.1515 | 39.757 | 33.3984 | 8 | 85% | 0.092331 | 0.092331 | 27.531 | 27.531
[6 empty] | 2036 | 2036-02-01 | 22.0556 | 19.34 | 2.7156 | 2037 | 1.0824 | 12 | 11 | 7 | 2037-07-01 | 52.2569 | 41.4365 | 48.2773 | 38.2809 | 8 | 85% | 0.64387 | 0.64387 | 27.531 | 27.531
[6 empty] | 2036 | 2036-03-01 | 22.0556 | 19.34 | 2.7156 | 2037 | 1.0824 | 12 | 11 | 8 | 2037-08-01 | 52.7336 | 41.8439 | 48.7177 | 38.6573 | 8 | 85% | 0.64341 | 0.64341 | 27.531 | 27.531
[6 empty] | 2036 | 2036-04-01 | 22.0556 | 19.34 | 2.7156 | 2037 | 1.0824 | 12 | 11 | 9 | 2037-09-01 | 42.7515 | 36.8212 | 39.4958 | 34.0171 | 8 | 85% | -0.10417 | -0.10417 | 27.531 | 27.531
[6 empty] | 2036 | 2036-05-01 | 22.0556 | 19.34 | 2.7156 | 2037 | 1.0824 | 12 | 11 | 10 | 2037-10-01 | 46.6745 | 37.4196 | 43.1201 | 34.5699 | 8 | 85% | 0.48665 | 0.48665 | 27.531 | 27.531
[6 empty] | 2036 | 2036-06-01 | 22.0556 | 19.34 | 2.7156 | 2037 | 1.0824 | 12 | 11 | 11 | 2037-11-01 | 72.66 | 63.4837 | 67.1266 | 58.6492 | 8 | 85% | -0.372 | -0.372 | 27.531 | 27.531
[6 empty] | 2036 | 2036-07-01 | 22.0556 | 19.34 | 2.7156 | 2037 | 1.0824 | 12 | 11 | 12 | 2037-12-01 | 129.2796 | 107.8036 | 119.4343 | 99.5938 | 8 | 85% | 0.45001 | 0.45001 | 27.531 | 27.531
[6 empty] | 2036 | 2036-08-01 | 22.0556 | 19.34 | 2.7156 | 2038 | 1.1041 | 13 | 12 | 1 | 2038-01-01 | 170.6508 | 135.5578 | 154.5637 | 122.7789 | 8 | 85% | 2.0503 | 2.0503 | 27.531 | 27.531
[6 empty] | 2036 | 2036-09-01 | 22.0556 | 19.34 | 2.7156 | 2038 | 1.1041 | 13 | 12 | 2 | 2038-02-01 | 159.0449 | 127.3144 | 144.0519 | 115.3126 | 8 | 85% | 1.7002 | 1.7002 | 27.531 | 27.531
[6 empty] | 2036 | 2036-10-01 | 22.0556 | 19.34 | 2.7156 | 2038 | 1.1041 | 13 | 12 | 3 | 2038-03-01 | 65.9792 | 57.4134 | 59.7594 | 52.0011 | 8 | 85% | -0.28743 | -0.28743 | 27.531 | 27.531
[6 empty] | 2036 | 2036-11-01 | 22.0556 | 19.34 | 2.7156 | 2038 | 1.1041 | 13 | 12 | 4 | 2038-04-01 | 43.9969 | 37.1148 | 39.8493 | 33.616 | 8 | 85% | 0.061 | 0.061 | 27.531 | 27.531
[6 empty] | 2036 | 2036-12-01 | 22.0556 | 19.34 | 2.7156 | 2038 | 1.1041 | 13 | 12 | 5 | 2038-05-01 | 35.8859 | 30.6106 | 32.5029 | 27.725 | 8 | 85% | -0.023238 | -0.023238 | 27.531 | 27.531
[6 empty] | 2037 | 2037-01-01 | 22.3456 | 19.63 | 2.7156 | 2038 | 1.1041 | 13 | 12 | 6 | 2038-06-01 | 43.895 | 36.8746 | 39.757 | 33.3984 | 8 | 85% | 0.094178 | 0.094178 | 27.531 | 27.531
[6 empty] | 2037 | 2037-02-01 | 22.3999 | 19.63 | 2.7699 | 2038 | 1.1041 | 13 | 12 | 7 | 2038-07-01 | 53.302 | 42.2652 | 48.2773 | 38.2809 | 8 | 85% | 0.65675 | 0.65675 | 27.531 | 27.531
[6 empty] | 2037 | 2037-03-01 | 22.3999 | 19.63 | 2.7699 | 2038 | 1.1041 | 13 | 12 | 8 | 2038-08-01 | 53.7883 | 42.6808 | 48.7177 | 38.6573 | 8 | 85% | 0.65627 | 0.65627 | 27.531 | 27.531
[6 empty] | 2037 | 2037-04-01 | 22.3999 | 19.63 | 2.7699 | 2038 | 1.1041 | 13 | 12 | 9 | 2038-09-01 | 43.6065 | 37.5576 | 39.4958 | 34.0171 | 8 | 85% | -0.10626 | -0.10626 | 27.531 | 27.531
[6 empty] | 2037 | 2037-05-01 | 22.3999 | 19.63 | 2.7699 | 2038 | 1.1041 | 13 | 12 | 10 | 2038-10-01 | 47.608 | 38.168 | 43.1201 | 34.5699 | 8 | 85% | 0.49638 | 0.49638 | 27.531 | 27.531
[6 empty] | 2037 | 2037-06-01 | 22.3999 | 19.63 | 2.7699 | 2038 | 1.1041 | 13 | 12 | 11 | 2038-11-01 | 74.1132 | 64.7534 | 67.1266 | 58.6492 | 8 | 85% | -0.37944 | -0.37944 | 27.531 | 27.531
[6 empty] | 2037 | 2037-07-01 | 22.3999 | 19.63 | 2.7699 | 2038 | 1.1041 | 13 | 12 | 12 | 2038-12-01 | 131.8652 | 109.9596 | 119.4343 | 99.5938 | 8 | 85% | 0.45901 | 0.45901 | 27.531 | 27.531
[6 empty] | 2037 | 2037-08-01 | 22.3999 | 19.63 | 2.7699 | 2039 | 1.1262 | 14 | 13 | 1 | 2039-01-01 | 174.0639 | 138.269 | 154.5637 | 122.7789 | 8 | 85% | 2.0693 | 2.0913 | 27.2412 | 27.531
[6 empty] | 2037 | 2037-09-01 | 22.3999 | 19.63 | 2.7699 | 2039 | 1.1262 | 14 | 13 | 2 | 2039-02-01 | 162.2258 | 129.8607 | 144.0519 | 115.3126 | 8 | 85% | 1.7159 | 1.7342 | 27.2412 | 27.531
[6 empty] | 2037 | 2037-10-01 | 22.3999 | 19.63 | 2.7699 | 2039 | 1.1262 | 14 | 13 | 3 | 2039-03-01 | 67.2988 | 58.5617 | 59.7594 | 52.0011 | 8 | 85% | -0.29009 | -0.29318 | 27.2412 | 27.531
[6 empty] | 2037 | 2037-11-01 | 22.3999 | 19.63 | 2.7699 | 2039 | 1.1262 | 14 | 13 | 4 | 2039-04-01 | 44.8768 | 37.8571 | 39.8493 | 33.616 | 8 | 85% | 0.061565 | 0.06222 | 27.2412 | 27.531
[6 empty] | 2037 | 2037-12-01 | 22.3999 | 19.63 | 2.7699 | 2039 | 1.1262 | 14 | 13 | 5 | 2039-05-01 | 36.6036 | 31.2228 | 32.5029 | 27.725 | 8 | 85% | -0.023453 | -0.023702 | 27.2412 | 27.531
[6 empty] | 2038 | 2038-01-01 | 22.6899 | 19.92 | 2.7699 | 2039 | 1.1262 | 14 | 13 | 6 | 2039-06-01 | 44.7729 | 37.6121 | 39.757 | 33.3984 | 8 | 85% | 0.09505 | 0.096061 | 27.2412 | 27.531
[6 empty] | 2038 | 2038-02-01 | 22.7453 | 19.92 | 2.8253 | 2039 | 1.1262 | 14 | 13 | 7 | 2039-07-01 | 54.368 | 43.1105 | 48.2773 | 38.2809 | 8 | 85% | 0.66283 | 0.66988 | 27.2412 | 27.531
[6 empty] | 2038 | 2038-03-01 | 22.7453 | 19.92 | 2.8253 | 2039 | 1.1262 | 14 | 13 | 8 | 2039-08-01 | 54.8641 | 43.5344 | 48.7177 | 38.6573 | 8 | 85% | 0.66235 | 0.6694 | 27.2412 | 27.531
[6 empty] | 2038 | 2038-04-01 | 22.7453 | 19.92 | 2.8253 | 2039 | 1.1262 | 14 | 13 | 9 | 2039-09-01 | 44.4786 | 38.3088 | 39.4958 | 34.0171 | 8 | 85% | -0.10724 | -0.10838 | 27.2412 | 27.531
[6 empty] | 2038 | 2038-05-01 | 22.7453 | 19.92 | 2.8253 | 2039 | 1.1262 | 14 | 13 | 10 | 2039-10-01 | 48.5602 | 38.9314 | 43.1201 | 34.5699 | 8 | 85% | 0.50098 | 0.50631 | 27.2412 | 27.531
[6 empty] | 2038 | 2038-06-01 | 22.7453 | 19.92 | 2.8253 | 2039 | 1.1262 | 14 | 13 | 11 | 2039-11-01 | 75.5954 | 66.0485 | 67.1266 | 58.6492 | 8 | 85% | -0.38296 | -0.38703 | 27.2412 | 27.531
[6 empty] | 2038 | 2038-07-01 | 22.7453 | 19.92 | 2.8253 | 2039 | 1.1262 | 14 | 13 | 12 | 2039-12-01 | 134.5025 | 112.1588 | 119.4343 | 99.5938 | 8 | 85% | 0.46326 | 0.46819 | 27.2412 | 27.531
[6 empty] | 2038 | 2038-08-01 | 22.7453 | 19.92 | 2.8253 | 2040 | 1.1487 | 15 | 14 | 1 | 2040-01-01 | 177.5451 | 141.0343 | 154.5637 | 122.7789 | 8 | 85% | 2.0883 | 2.1107 | 26.9514 | 27.2412
[6 empty] | 2038 | 2038-09-01 | 22.7453 | 19.92 | 2.8253 | 2040 | 1.1487 | 15 | 14 | 2 | 2040-02-01 | 165.4703 | 132.4579 | 144.0519 | 115.3126 | 8 | 85% | 1.7316 | 1.7502 | 26.9514 | 27.2412
[6 empty] | 2038 | 2038-10-01 | 22.7453 | 19.92 | 2.8253 | 2040 | 1.1487 | 15 | 14 | 3 | 2040-03-01 | 68.6447 | 59.7329 | 59.7594 | 52.0011 | 8 | 85% | -0.29275 | -0.2959 | 26.9514 | 27.2412
[6 empty] | 2038 | 2038-11-01 | 22.7453 | 19.92 | 2.8253 | 2040 | 1.1487 | 15 | 14 | 4 | 2040-04-01 | 45.7743 | 38.6143 | 39.8493 | 33.616 | 8 | 85% | 0.062129 | 0.062797 | 26.9514 | 27.2412
[6 empty] | 2038 | 2038-12-01 | 22.7453 | 19.92 | 2.8253 | 2040 | 1.1487 | 15 | 14 | 5 | 2040-05-01 | 37.3357 | 31.8473 | 32.5029 | 27.725 | 8 | 85% | -0.023667 | -0.023922 | 26.9514 | 27.2412
[6 empty] | 2039 | 2039-01-01 | 23.0453 | 20.22 | 2.8253 | 2040 | 1.1487 | 15 | 14 | 6 | 2040-06-01 | 45.6683 | 38.3643 | 39.757 | 33.3984 | 8 | 85% | 0.09592 | 0.096951 | 26.9514 | 27.2412
[6 empty] | 2039 | 2039-02-01 | 23.1018 | 20.22 | 2.8818 | 2040 | 1.1487 | 15 | 14 | 7 | 2040-07-01 | 55.4554 | 43.9727 | 48.2773 | 38.2809 | 8 | 85% | 0.66889 | 0.67609 | 26.9514 | 27.2412
[6 empty] | 2039 | 2039-03-01 | 23.1018 | 20.22 | 2.8818 | 2040 | 1.1487 | 15 | 14 | 8 | 2040-08-01 | 55.9614 | 44.4051 | 48.7177 | 38.6573 | 8 | 85% | 0.66841 | 0.6756 | 26.9514 | 27.2412
[6 empty] | 2039 | 2039-04-01 | 23.1018 | 20.22 | 2.8818 | 2040 | 1.1487 | 15 | 14 | 9 | 2040-09-01 | 45.3682 | 39.0749 | 39.4958 | 34.0171 | 8 | 85% | -0.10822 | -0.10938 | 26.9514 | 27.2412
[6 empty] | 2039 | 2039-05-01 | 23.1018 | 20.22 | 2.8818 | 2040 | 1.1487 | 15 | 14 | 10 | 2040-10-01 | 49.5314 | 39.71 | 43.1201 | 34.5699 | 8 | 85% | 0.50556 | 0.511 | 26.9514 | 27.2412
[6 empty] | 2039 | 2039-06-01 | 23.1018 | 20.22 | 2.8818 | 2040 | 1.1487 | 15 | 14 | 11 | 2040-11-01 | 77.1073 | 67.3695 | 67.1266 | 58.6492 | 8 | 85% | -0.38646 | -0.39061 | 26.9514 | 27.2412
[6 empty] | 2039 | 2039-07-01 | 23.1018 | 20.22 | 2.8818 | 2040 | 1.1487 | 15 | 14 | 12 | 2040-12-01 | 137.1925 | 114.402 | 119.4343 | 99.5938 | 8 | 85% | 0.4675 | 0.47253 | 26.9514 | 27.2412
[6 empty] | 2039 | 2039-08-01 | 23.1018 | 20.22 | 2.8818 | 2041 | 1.1717 | 16 | 15 | 1 | 2041-01-01 | 181.096 | 143.855 | 154.5637 | 122.7789 | 8 | 85% | 2.13 | 2.13 | 26.9514 | 26.9514
[6 empty] | 2039 | 2039-09-01 | 23.1018 | 20.22 | 2.8818 | 2041 | 1.1717 | 16 | 15 | 2 | 2041-02-01 | 168.7798 | 135.1071 | 144.0519 | 115.3126 | 8 | 85% | 1.7663 | 1.7663 | 26.9514 | 26.9514
[6 empty] | 2039 | 2039-10-01 | 23.1018 | 20.22 | 2.8818 | 2041 | 1.1717 | 16 | 15 | 3 | 2041-03-01 | 70.0176 | 60.9276 | 59.7594 | 52.0011 | 8 | 85% | -0.2986 | -0.2986 | 26.9514 | 26.9514
[6 empty] | 2039 | 2039-11-01 | 23.1018 | 20.22 | 2.8818 | 2041 | 1.1717 | 16 | 15 | 4 | 2041-04-01 | 46.6898 | 39.3866 | 39.8493 | 33.616 | 8 | 85% | 0.063371 | 0.063371 | 26.9514 | 26.9514
[6 empty] | 2039 | 2039-12-01 | 23.1018 | 20.22 | 2.8818 | 2041 | 1.1717 | 16 | 15 | 5 | 2041-05-01 | 38.0824 | 32.4842 | 32.5029 | 27.725 | 8 | 85% | -0.024141 | -0.024141 | 26.9514 | 26.9514
[6 empty] | 2040 | 2040-01-01 | 23.4118 | 20.53 | 2.8818 | 2041 | 1.1717 | 16 | 15 | 6 | 2041-06-01 | 46.5817 | 39.1316 | 39.757 | 33.3984 | 8 | 85% | 0.097838 | 0.097838 | 26.9514 | 26.9514
[6 empty] | 2040 | 2040-02-01 | 23.4695 | 20.53 | 2.9395 | 2041 | 1.1717 | 16 | 15 | 7 | 2041-07-01 | 56.5645 | 44.8522 | 48.2773 | 38.2809 | 8 | 85% | 0.68227 | 0.68227 | 26.9514 | 26.9514
[6 empty] | 2040 | 2040-03-01 | 23.4695 | 20.53 | 2.9395 | 2041 | 1.1717 | 16 | 15 | 8 | 2041-08-01 | 57.0806 | 45.2932 | 48.7177 | 38.6573 | 8 | 85% | 0.68178 | 0.68178 | 26.9514 | 26.9514
[6 empty] | 2040 | 2040-04-01 | 23.4695 | 20.53 | 2.9395 | 2041 | 1.1717 | 16 | 15 | 9 | 2041-09-01 | 46.2756 | 39.8564 | 39.4958 | 34.0171 | 8 | 85% | -0.11039 | -0.11039 | 26.9514 | 26.9514
[6 empty] | 2040 | 2040-05-01 | 23.4695 | 20.53 | 2.9395 | 2041 | 1.1717 | 16 | 15 | 10 | 2041-10-01 | 50.522 | 40.5042 | 43.1201 | 34.5699 | 8 | 85% | 0.51568 | 0.51568 | 26.9514 | 26.9514
[6 empty] | 2040 | 2040-06-01 | 23.4695 | 20.53 | 2.9395 | 2041 | 1.1717 | 16 | 15 | 11 | 2041-11-01 | 78.6495 | 68.7169 | 67.1266 | 58.6492 | 8 | 85% | -0.39419 | -0.39419 | 26.9514 | 26.9514
[6 empty] | 2040 | 2040-07-01 | 23.4695 | 20.53 | 2.9395 | 2041 | 1.1717 | 16 | 15 | 12 | 2041-12-01 | 139.9364 | 116.69 | 119.4343 | 99.5938 | 8 | 85% | 0.47685 | 0.47685 | 26.9514 | 26.9514
[6 empty] | 2040 | 2040-08-01 | 23.4695 | 20.53 | 2.9395 | 2042 | 1.1951 | 17 | 16 | 1 | 2042-01-01 | 184.718 | 146.7321 | 154.5637 | 122.7789 | 8 | 85% | 2.1493 | 2.1726 | 26.6616 | 26.9514
[6 empty] | 2040 | 2040-09-01 | 23.4695 | 20.53 | 2.9395 | 2042 | 1.1951 | 17 | 16 | 2 | 2042-02-01 | 172.1554 | 137.8092 | 144.0519 | 115.3126 | 8 | 85% | 1.7822 | 1.8016 | 26.6616 | 26.9514
[6 empty] | 2040 | 2040-10-01 | 23.4695 | 20.53 | 2.9395 | 2042 | 1.1951 | 17 | 16 | 3 | 2042-03-01 | 71.418 | 62.1462 | 59.7594 | 52.0011 | 8 | 85% | -0.3013 | -0.30458 | 26.6616 | 26.9514
[6 empty] | 2040 | 2040-11-01 | 23.4695 | 20.53 | 2.9395 | 2042 | 1.1951 | 17 | 16 | 4 | 2042-04-01 | 47.6236 | 40.1743 | 39.8493 | 33.616 | 8 | 85% | 0.063944 | 0.064639 | 26.6616 | 26.9514
[6 empty] | 2040 | 2040-12-01 | 23.4695 | 20.53 | 2.9395 | 2042 | 1.1951 | 17 | 16 | 5 | 2042-05-01 | 38.844 | 33.1339 | 32.5029 | 27.725 | 8 | 85% | -0.024359 | -0.024624 | 26.6616 | 26.9514
[6 empty] | 2041 | 2041-01-01 | 23.7695 | 20.83 | 2.9395 | 2042 | 1.1951 | 17 | 16 | 6 | 2042-06-01 | 47.5133 | 39.9142 | 39.757 | 33.3984 | 8 | 85% | 0.098722 | 0.099795 | 26.6616 | 26.9514
[6 empty] | 2041 | 2041-02-01 | 23.8283 | 20.83 | 2.9983 | 2042 | 1.1951 | 17 | 16 | 7 | 2042-07-01 | 57.6958 | 45.7492 | 48.2773 | 38.2809 | 8 | 85% | 0.68843 | 0.69592 | 26.6616 | 26.9514
[6 empty] | 2041 | 2041-03-01 | 23.8283 | 20.83 | 2.9983 | 2042 | 1.1951 | 17 | 16 | 8 | 2042-08-01 | 58.2222 | 46.199 | 48.7177 | 38.6573 | 8 | 85% | 0.68794 | 0.69542 | 26.6616 | 26.9514
[6 empty] | 2041 | 2041-04-01 | 23.8283 | 20.83 | 2.9983 | 2042 | 1.1951 | 17 | 16 | 9 | 2042-09-01 | 47.2011 | 40.6536 | 39.4958 | 34.0171 | 8 | 85% | -0.11138 | -0.11259 | 26.6616 | 26.9514
[6 empty] | 2041 | 2041-05-01 | 23.8283 | 20.83 | 2.9983 | 2042 | 1.1951 | 17 | 16 | 10 | 2042-10-01 | 51.5325 | 41.3143 | 43.1201 | 34.5699 | 8 | 85% | 0.52033 | 0.52599 | 26.6616 | 26.9514
[6 empty] | 2041 | 2041-06-01 | 23.8283 | 20.83 | 2.9983 | 2042 | 1.1951 | 17 | 16 | 11 | 2042-11-01 | 80.2225 | 70.0912 | 67.1266 | 58.6492 | 8 | 85% | -0.39775 | -0.40207 | 26.6616 | 26.9514
[6 empty] | 2041 | 2041-07-01 | 23.8283 | 20.83 | 2.9983 | 2042 | 1.1951 | 17 | 16 | 12 | 2042-12-01 | 142.7351 | 119.0238 | 119.4343 | 99.5938 | 8 | 85% | 0.48116 | 0.48639 | 26.6616 | 26.9514
[6 empty] | 2041 | 2041-08-01 | 23.8283 | 20.83 | 2.9983 | 2043 | 1.219 | 18 | 17 | 1 | 2043-01-01 | 188.4123 | 149.6668 | 154.5637 | 122.7789 | 8 | 85% | 2.1923 | 2.1923 | 26.6616 | 26.6616
[6 empty] | 2041 | 2041-09-01 | 23.8283 | 20.83 | 2.9983 | 2043 | 1.219 | 18 | 17 | 2 | 2043-02-01 | 175.5985 | 140.5654 | 144.0519 | 115.3126 | 8 | 85% | 1.8179 | 1.8179 | 26.6616 | 26.6616
[6 empty] | 2041 | 2041-10-01 | 23.8283 | 20.83 | 2.9983 | 2043 | 1.219 | 18 | 17 | 3 | 2043-03-01 | 72.8463 | 63.3891 | 59.7594 | 52.0011 | 8 | 85% | -0.30733 | -0.30733 | 26.6616 | 26.6616
[6 empty] | 2041 | 2041-11-01 | 23.8283 | 20.83 | 2.9983 | 2043 | 1.219 | 18 | 17 | 4 | 2043-04-01 | 48.5761 | 40.9778 | 39.8493 | 33.616 | 8 | 85% | 0.065222 | 0.065222 | 26.6616 | 26.6616
[6 empty] | 2041 | 2041-12-01 | 23.8283 | 20.83 | 2.9983 | 2043 | 1.219 | 18 | 17 | 5 | 2043-05-01 | 39.6209 | 33.7966 | 32.5029 | 27.725 | 8 | 85% | -0.024846 | -0.024846 | 26.6616 | 26.6616
[6 empty] | 2042 | 2042-01-01 | 24.1483 | 21.15 | 2.9983 | 2043 | 1.219 | 18 | 17 | 6 | 2043-06-01 | 48.4636 | 40.7125 | 39.757 | 33.3984 | 8 | 85% | 0.1007 | 0.1007 | 26.6616 | 26.6616
[6 empty] | 2042 | 2042-02-01 | 24.2082 | 21.15 | 3.0582 | 2043 | 1.219 | 18 | 17 | 7 | 2043-07-01 | 58.8497 | 46.6642 | 48.2773 | 38.2809 | 8 | 85% | 0.7022 | 0.7022 | 26.6616 | 26.6616
[6 empty] | 2042 | 2042-03-01 | 24.2082 | 21.15 | 3.0582 | 2043 | 1.219 | 18 | 17 | 8 | 2043-08-01 | 59.3866 | 47.123 | 48.7177 | 38.6573 | 8 | 85% | 0.7017 | 0.7017 | 26.6616 | 26.6616
[6 empty] | 2042 | 2042-04-01 | 24.2082 | 21.15 | 3.0582 | 2043 | 1.219 | 18 | 17 | 9 | 2043-09-01 | 48.1451 | 41.4666 | 39.4958 | 34.0171 | 8 | 85% | -0.11361 | -0.11361 | 26.6616 | 26.6616
[6 empty] | 2042 | 2042-05-01 | 24.2082 | 21.15 | 3.0582 | 2043 | 1.219 | 18 | 17 | 10 | 2043-10-01 | 52.5631 | 42.1406 | 43.1201 | 34.5699 | 8 | 85% | 0.53074 | 0.53074 | 26.6616 | 26.6616
[6 empty] | 2042 | 2042-06-01 | 24.2082 | 21.15 | 3.0582 | 2043 | 1.219 | 18 | 17 | 11 | 2043-11-01 | 81.8269 | 71.493 | 67.1266 | 58.6492 | 8 | 85% | -0.4057 | -0.4057 | 26.6616 | 26.6616
[6 empty] | 2042 | 2042-07-01 | 24.2082 | 21.15 | 3.0582 | 2043 | 1.219 | 18 | 17 | 12 | 2043-12-01 | 145.5898 | 121.4043 | 119.4343 | 99.5938 | 8 | 85% | 0.49078 | 0.49078 | 26.6616 | 26.6616
[6 empty] | 2042 | 2042-08-01 | 24.2082 | 21.15 | 3.0582 | 2044 | 1.2434 | 19 | 18 | 1 | 2044-01-01 | 192.1806 | 152.6601 | 154.5637 | 122.7789 | 8 | 85% | 2.2118 | 2.2361 | 26.3718 | 26.6616
[6 empty] | 2042 | 2042-09-01 | 24.2082 | 21.15 | 3.0582 | 2044 | 1.2434 | 19 | 18 | 2 | 2044-02-01 | 179.1104 | 143.3767 | 144.0519 | 115.3126 | 8 | 85% | 1.8341 | 1.8542 | 26.3718 | 26.6616
[6 empty] | 2042 | 2042-10-01 | 24.2082 | 21.15 | 3.0582 | 2044 | 1.2434 | 19 | 18 | 3 | 2044-03-01 | 74.3033 | 64.6569 | 59.7594 | 52.0011 | 8 | 85% | -0.31007 | -0.31347 | 26.3718 | 26.6616
[6 empty] | 2042 | 2042-11-01 | 24.2082 | 21.15 | 3.0582 | 2044 | 1.2434 | 19 | 18 | 4 | 2044-04-01 | 49.5476 | 41.7973 | 39.8493 | 33.616 | 8 | 85% | 0.065804 | 0.066527 | 26.3718 | 26.6616
[6 empty] | 2042 | 2042-12-01 | 24.2082 | 21.15 | 3.0582 | 2044 | 1.2434 | 19 | 18 | 5 | 2044-05-01 | 40.4133 | 34.4725 | 32.5029 | 27.725 | 8 | 85% | -0.025068 | -0.025343 | 26.3718 | 26.6616
[6 empty] | 2043 | 2043-01-01 | 24.5282 | 21.47 | 3.0582 | 2044 | 1.2434 | 19 | 18 | 6 | 2044-06-01 | 49.4329 | 41.5268 | 39.757 | 33.3984 | 8 | 85% | 0.10159 | 0.10271 | 26.3718 | 26.6616
[6 empty] | 2043 | 2043-02-01 | 24.5894 | 21.47 | 3.1194 | 2044 | 1.2434 | 19 | 18 | 7 | 2044-07-01 | 60.0267 | 47.5975 | 48.2773 | 38.2809 | 8 | 85% | 0.70846 | 0.71625 | 26.3718 | 26.6616
[6 empty] | 2043 | 2043-03-01 | 24.5894 | 21.47 | 3.1194 | 2044 | 1.2434 | 19 | 18 | 8 | 2044-08-01 | 60.5744 | 48.0655 | 48.7177 | 38.6573 | 8 | 85% | 0.70795 | 0.71573 | 26.3718 | 26.6616
[6 empty] | 2043 | 2043-04-01 | 24.5894 | 21.47 | 3.1194 | 2044 | 1.2434 | 19 | 18 | 9 | 2044-09-01 | 49.108 | 42.296 | 39.4958 | 34.0171 | 8 | 85% | -0.11462 | -0.11588 | 26.3718 | 26.6616
[6 empty] | 2043 | 2043-05-01 | 24.5894 | 21.47 | 3.1194 | 2044 | 1.2434 | 19 | 18 | 10 | 2044-10-01 | 53.6144 | 42.9834 | 43.1201 | 34.5699 | 8 | 85% | 0.53547 | 0.54135 | 26.3718 | 26.6616
[6 empty] | 2043 | 2043-06-01 | 24.5894 | 21.47 | 3.1194 | 2044 | 1.2434 | 19 | 18 | 11 | 2044-11-01 | 83.4634 | 72.9229 | 67.1266 | 58.6492 | 8 | 85% | -0.40932 | -0.41382 | 26.3718 | 26.6616
[6 empty] | 2043 | 2043-07-01 | 24.5894 | 21.47 | 3.1194 | 2044 | 1.2434 | 19 | 18 | 12 | 2044-12-01 | 148.5016 | 123.8324 | 119.4343 | 99.5938 | 8 | 85% | 0.49516 | 0.5006 | 26.3718 | 26.6616
[6 empty] | 2043 | 2043-08-01 | 24.5894 | 21.47 | 3.1194 | 2045 | 1.2682 | 20 | 19 | 1 | 2045-01-01 | 196.0242 | 155.7133 | 154.5637 | 122.7789 | 8 | 85% | 2.256 | 2.256 | 26.3718 | 26.3718
[6 empty] | 2043 | 2043-09-01 | 24.5894 | 21.47 | 3.1194 | 2045 | 1.2682 | 20 | 19 | 2 | 2045-02-01 | 182.6926 | 146.2443 | 144.0519 | 115.3126 | 8 | 85% | 1.8707 | 1.8707 | 26.3718 | 26.3718
[6 empty] | 2043 | 2043-10-01 | 24.5894 | 21.47 | 3.1194 | 2045 | 1.2682 | 20 | 19 | 3 | 2045-03-01 | 75.7893 | 65.95 | 59.7594 | 52.0011 | 8 | 85% | -0.31627 | -0.31627 | 26.3718 | 26.3718
[6 empty] | 2043 | 2043-11-01 | 24.5894 | 21.47 | 3.1194 | 2045 | 1.2682 | 20 | 19 | 4 | 2045-04-01 | 50.5386 | 42.6333 | 39.8493 | 33.616 | 8 | 85% | 0.06712 | 0.06712 | 26.3718 | 26.3718
[6 empty] | 2043 | 2043-12-01 | 24.5894 | 21.47 | 3.1194 | 2045 | 1.2682 | 20 | 19 | 5 | 2045-05-01 | 41.2216 | 35.162 | 32.5029 | 27.725 | 8 | 85% | -0.025569 | -0.025569 | 26.3718 | 26.3718
[6 empty] | 2044 | 2044-01-01 | 24.9094 | 21.79 | 3.1194 | 2045 | 1.2682 | 20 | 19 | 6 | 2045-06-01 | 50.4215 | 42.3573 | 39.757 | 33.3984 | 8 | 85% | 0.10363 | 0.10363 | 26.3718 | 26.3718
[6 empty] | 2044 | 2044-02-01 | 24.9718 | 21.79 | 3.1818 | 2045 | 1.2682 | 20 | 19 | 7 | 2045-07-01 | 61.2272 | 48.5494 | 48.2773 | 38.2809 | 8 | 85% | 0.72263 | 0.72263 | 26.3718 | 26.3718
[6 empty] | 2044 | 2044-03-01 | 24.9718 | 21.79 | 3.1818 | 2045 | 1.2682 | 20 | 19 | 8 | 2045-08-01 | 61.7859 | 49.0268 | 48.7177 | 38.6573 | 8 | 85% | 0.72211 | 0.72211 | 26.3718 | 26.3718
[6 empty] | 2044 | 2044-04-01 | 24.9718 | 21.79 | 3.1818 | 2045 | 1.2682 | 20 | 19 | 9 | 2045-09-01 | 50.0902 | 43.1419 | 39.4958 | 34.0171 | 8 | 85% | -0.11692 | -0.11692 | 26.3718 | 26.3718
[6 empty] | 2044 | 2044-05-01 | 24.9718 | 21.79 | 3.1818 | 2045 | 1.2682 | 20 | 19 | 10 | 2045-10-01 | 54.6867 | 43.843 | 43.1201 | 34.5699 | 8 | 85% | 0.54618 | 0.54618 | 26.3718 | 26.3718
[6 empty] | 2044 | 2044-06-01 | 24.9718 | 21.79 | 3.1818 | 2045 | 1.2682 | 20 | 19 | 11 | 2045-11-01 | 85.1327 | 74.3813 | 67.1266 | 58.6492 | 8 | 85% | -0.41751 | -0.41751 | 26.3718 | 26.3718
[6 empty] | 2044 | 2044-07-01 | 24.9718 | 21.79 | 3.1818 | 2045 | 1.2682 | 20 | 19 | 12 | 2045-12-01 | 151.4716 | 126.3091 | 119.4343 | 99.5938 | 8 | 85% | 0.50506 | 0.50506 | 26.3718 | 26.3718
[6 empty] | 2044 | 2044-08-01 | 24.9718 | 21.79 | 3.1818 | 2046 | 1.2936 | 21 | 20 | 1 | 2046-01-01 | 199.9447 | 158.8276 | 154.5637 | 122.7789 | 8 | 85% | 0 | 2.3012 | 0 | 26.3718
[6 empty] | 2044 | 2044-09-01 | 24.9718 | 21.79 | 3.1818 | 2046 | 1.2936 | 21 | 20 | 2 | 2046-02-01 | 186.3465 | 149.1692 | 144.0519 | 115.3126 | 8 | 85% | 0 | 1.9082 | 0 | 26.3718
[6 empty] | 2044 | 2044-10-01 | 24.9718 | 21.79 | 3.1818 | 2046 | 1.2936 | 21 | 20 | 3 | 2046-03-01 | 77.3051 | 67.269 | 59.7594 | 52.0011 | 8 | 85% | 0 | -0.32259 | 0 | 26.3718
[6 empty] | 2044 | 2044-11-01 | 24.9718 | 21.79 | 3.1818 | 2046 | 1.2936 | 21 | 20 | 4 | 2046-04-01 | 51.5493 | 43.4859 | 39.8493 | 33.616 | 8 | 85% | 0 | 0.068462 | 0 | 26.3718
[6 empty] | 2044 | 2044-12-01 | 24.9718 | 21.79 | 3.1818 | 2046 | 1.2936 | 21 | 20 | 5 | 2046-05-01 | 42.046 | 35.8652 | 32.5029 | 27.725 | 8 | 85% | 0 | -0.02608 | 0 | 26.3718
[6 empty] | 2045 | 2045-01-01 | 25.3018 | 22.12 | 3.1818 | 2046 | 1.2936 | 21 | 20 | 6 | 2046-06-01 | 51.43 | 43.2044 | 39.757 | 33.3984 | 8 | 85% | 0 | 0.1057 | 0 | 26.3718
[6 empty] | 2045 | 2045-02-01 | 25.3654 | 22.12 | 3.2454 | 2046 | 1.2936 | 21 | 20 | 7 | 2046-07-01 | 62.4518 | 49.5204 | 48.2773 | 38.2809 | 8 | 85% | 0 | 0.73708 | 0 | 26.3718
[6 empty] | 2045 | 2045-03-01 | 25.3654 | 22.12 | 3.2454 | 2046 | 1.2936 | 21 | 20 | 8 | 2046-08-01 | 63.0216 | 50.0073 | 48.7177 | 38.6573 | 8 | 85% | 0 | 0.73655 | 0 | 26.3718
[6 empty] | 2045 | 2045-04-01 | 25.3654 | 22.12 | 3.2454 | 2046 | 1.2936 | 21 | 20 | 9 | 2046-09-01 | 51.092 | 44.0047 | 39.4958 | 34.0171 | 8 | 85% | 0 | -0.11925 | 0 | 26.3718
[6 empty] | 2045 | 2045-05-01 | 25.3654 | 22.12 | 3.2454 | 2046 | 1.2936 | 21 | 20 | 10 | 2046-10-01 | 55.7804 | 44.7199 | 43.1201 | 34.5699 | 8 | 85% | 0 | 0.5571 | 0 | 26.3718
[6 empty] | 2045 | 2045-06-01 | 25.3654 | 22.12 | 3.2454 | 2046 | 1.2936 | 21 | 20 | 11 | 2046-11-01 | 86.8354 | 75.869 | 67.1266 | 58.6492 | 8 | 85% | 0 | -0.42586 | 0 | 26.3718
[6 empty] | 2045 | 2045-07-01 | 25.3654 | 22.12 | 3.2454 | 2046 | 1.2936 | 21 | 20 | 12 | 2046-12-01 | 154.501 | 128.8352 | 119.4343 | 99.5938 | 8 | 85% | 0 | 0.51516 | 0 | 26.3718
[6 empty] | 2045 | 2045-08-01 | 25.3654 | 22.12 | 3.2454 | 2047 | 1.3195 | 22 | 21 | 1 | 2047-01-01 | 203.9436 | 162.0041 | 154.5637 | 122.7789 | 8 | 85% | 0 | 0 | 0 | 0
[6 empty] | 2045 | 2045-09-01 | 25.3654 | 22.12 | 3.2454 | 2047 | 1.3195 | 22 | 21 | 2 | 2047-02-01 | 190.0734 | 152.1525 | 144.0519 | 115.3126 | 8 | 85% | 0 | 0 | 0 | 0
[6 empty] | 2045 | 2045-10-01 | 25.3654 | 22.12 | 3.2454 | 2047 | 1.3195 | 22 | 21 | 3 | 2047-03-01 | 78.8512 | 68.6144 | 59.7594 | 52.0011 | 8 | 85% | 0 | 0 | 0 | 0
[6 empty] | 2045 | 2045-11-01 | 25.3654 | 22.12 | 3.2454 | 2047 | 1.3195 | 22 | 21 | 4 | 2047-04-01 | 52.5803 | 44.3557 | 39.8493 | 33.616 | 8 | 85% | 0 | 0 | 0 | 0
[6 empty] | 2045 | 2045-12-01 | 25.3654 | 22.12 | 3.2454 | 2047 | 1.3195 | 22 | 21 | 5 | 2047-05-01 | 42.8869 | 36.5825 | 32.5029 | 27.725 | 8 | 85% | 0 | 0 | 0 | 0
[6 empty] | 2046 | 2046-01-01 | 25.6954 | 22.45 | 3.2454 | 2047 | 1.3195 | 22 | 21 | 6 | 2047-06-01 | 52.4586 | 44.0685 | 39.757 | 33.3984 | 8 | 85% | 0 | 0 | 0 | 0
[6 empty] | 2046 | 2046-02-01 | 25.7603 | 22.45 | 3.3103 | 2047 | 1.3195 | 22 | 21 | 7 | 2047-07-01 | 63.7008 | 50.5108 | 48.2773 | 38.2809 | 8 | 85% | 0 | 0 | 0 | 0
[6 empty] | 2046 | 2046-03-01 | 25.7603 | 22.45 | 3.3103 | 2047 | 1.3195 | 22 | 21 | 8 | 2047-08-01 | 64.282 | 51.0075 | 48.7177 | 38.6573 | 8 | 85% | 0 | 0 | 0 | 0
[6 empty] | 2046 | 2046-04-01 | 25.7603 | 22.45 | 3.3103 | 2047 | 1.3195 | 22 | 21 | 9 | 2047-09-01 | 52.1138 | 44.8848 | 39.4958 | 34.0171 | 8 | 85% | 0 | 0 | 0 | 0
[6 empty] | 2046 | 2046-05-01 | 25.7603 | 22.45 | 3.3103 | 2047 | 1.3195 | 22 | 21 | 10 | 2047-10-01 | 56.896 | 45.6143 | 43.1201 | 34.5699 | 8 | 85% | 0 | 0 | 0 | 0
[6 empty] | 2046 | 2046-06-01 | 25.7603 | 22.45 | 3.3103 | 2047 | 1.3195 | 22 | 21 | 11 | 2047-11-01 | 88.5721 | 77.3863 | 67.1266 | 58.6492 | 8 | 85% | 0 | 0 | 0 | 0
[6 empty] | 2046 | 2046-07-01 | 25.7603 | 22.45 | 3.3103 | 2047 | 1.3195 | 22 | 21 | 12 | 2047-12-01 | 157.5911 | 131.4119 | 119.4343 | 99.5938 | 8 | 85% | 0 | 0 | 0 | 0
[6 empty] | 2046 | 2046-08-01 | 25.7603 | 22.45 | 3.3103 | 2048 | 1.3459 | 23 | 22 | 1 | 2048-01-01 | 208.0224 | 165.2442 | 154.5637 | 122.7789 | 8 | 85% | 0 | 0 | 0 | 0
[6 empty] | 2046 | 2046-09-01 | 25.7603 | 22.45 | 3.3103 | 2048 | 1.3459 | 23 | 22 | 2 | 2048-02-01 | 193.8749 | 155.1956 | 144.0519 | 115.3126 | 8 | 85% | 0 | 0 | 0 | 0
[6 empty] | 2046 | 2046-10-01 | 25.7603 | 22.45 | 3.3103 | 2048 | 1.3459 | 23 | 22 | 3 | 2048-03-01 | 80.4282 | 69.9867 | 59.7594 | 52.0011 | 8 | 85% | 0 | 0 | 0 | 0
[6 empty] | 2046 | 2046-11-01 | 25.7603 | 22.45 | 3.3103 | 2048 | 1.3459 | 23 | 22 | 4 | 2048-04-01 | 53.6319 | 45.2428 | 39.8493 | 33.616 | 8 | 85% | 0 | 0 | 0 | 0
[6 empty] | 2046 | 2046-12-01 | 25.7603 | 22.45 | 3.3103 | 2048 | 1.3459 | 23 | 22 | 5 | 2048-05-01 | 43.7447 | 37.3142 | 32.5029 | 27.725 | 8 | 85% | 0 | 0 | 0 | 0
[6 empty] | 2047 | 2047-01-01 | 26.0903 | 22.78 | 3.3103 | 2048 | 1.3459 | 23 | 22 | 6 | 2048-06-01 | 53.5077 | 44.9499 | 39.757 | 33.3984 | 8 | 85% | 0 | 0 | 0 | 0
[6 empty] | 2047 | 2047-02-01 | 26.1565 | 22.78 | 3.3765 | 2048 | 1.3459 | 23 | 22 | 7 | 2048-07-01 | 64.9748 | 51.5211 | 48.2773 | 38.2809 | 8 | 85% | 0 | 0 | 0 | 0
[6 empty] | 2047 | 2047-03-01 | 26.1565 | 22.78 | 3.3765 | 2048 | 1.3459 | 23 | 22 | 8 | 2048-08-01 | 65.5676 | 52.0276 | 48.7177 | 38.6573 | 8 | 85% | 0 | 0 | 0 | 0
[6 empty] | 2047 | 2047-04-01 | 26.1565 | 22.78 | 3.3765 | 2048 | 1.3459 | 23 | 22 | 9 | 2048-09-01 | 53.1561 | 45.7825 | 39.4958 | 34.0171 | 8 | 85% | 0 | 0 | 0 | 0
[6 empty] | 2047 | 2047-05-01 | 26.1565 | 22.78 | 3.3765 | 2048 | 1.3459 | 23 | 22 | 10 | 2048-10-01 | 58.0339 | 46.5266 | 43.1201 | 34.5699 | 8 | 85% | 0 | 0 | 0 | 0
[6 empty] | 2047 | 2047-06-01 | 26.1565 | 22.78 | 3.3765 | 2048 | 1.3459 | 23 | 22 | 11 | 2048-11-01 | 90.3435 | 78.9341 | 67.1266 | 58.6492 | 8 | 85% | 0 | 0 | 0 | 0
[6 empty] | 2047 | 2047-07-01 | 26.1565 | 22.78 | 3.3765 | 2048 | 1.3459 | 23 | 22 | 12 | 2048-12-01 | 160.7429 | 134.0402 | 119.4343 | 99.5938 | 8 | 85% | 0 | 0 | 0 | 0
[6 empty] | 2047 | 2047-08-01 | 26.1565 | 22.78 | 3.3765 | 2049 | 1.3728 | 24 | 23 | 1 | 2049-01-01 | 212.1829 | 168.5491 | 154.5637 | 122.7789 | 8 | 85% | 0 | 0 | 0 | 0
[6 empty] | 2047 | 2047-09-01 | 26.1565 | 22.78 | 3.3765 | 2049 | 1.3728 | 24 | 23 | 2 | 2049-02-01 | 197.7524 | 158.2995 | 144.0519 | 115.3126 | 8 | 85% | 0 | 0 | 0 | 0
[6 empty] | 2047 | 2047-10-01 | 26.1565 | 22.78 | 3.3765 | 2049 | 1.3728 | 24 | 23 | 3 | 2049-03-01 | 82.0368 | 71.3864 | 59.7594 | 52.0011 | 8 | 85% | 0 | 0 | 0 | 0
[6 empty] | 2047 | 2047-11-01 | 26.1565 | 22.78 | 3.3765 | 2049 | 1.3728 | 24 | 23 | 4 | 2049-04-01 | 54.7046 | 46.1476 | 39.8493 | 33.616 | 8 | 85% | 0 | 0 | 0 | 0
[6 empty] | 2047 | 2047-12-01 | 26.1565 | 22.78 | 3.3765 | 2049 | 1.3728 | 24 | 23 | 5 | 2049-05-01 | 44.6196 | 38.0604 | 32.5029 | 27.725 | 8 | 85% | 0 | 0 | 0 | 0
[6 empty] | 2048 | 2048-01-01 | 26.4965 | 23.12 | 3.3765 | 2049 | 1.3728 | 24 | 23 | 6 | 2049-06-01 | 54.5779 | 45.8489 | 39.757 | 33.3984 | 8 | 85% | 0 | 0 | 0 | 0
[6 empty] | 2048 | 2048-02-01 | 26.5641 | 23.12 | 3.4441 | 2049 | 1.3728 | 24 | 23 | 7 | 2049-07-01 | 66.2743 | 52.5515 | 48.2773 | 38.2809 | 8 | 85% | 0 | 0 | 0 | 0
[6 empty] | 2048 | 2048-03-01 | 26.5641 | 23.12 | 3.4441 | 2049 | 1.3728 | 24 | 23 | 8 | 2049-08-01 | 66.879 | 53.0682 | 48.7177 | 38.6573 | 8 | 85% | 0 | 0 | 0 | 0
[6 empty] | 2048 | 2048-04-01 | 26.5641 | 23.12 | 3.4441 | 2049 | 1.3728 | 24 | 23 | 9 | 2049-09-01 | 54.2192 | 46.6982 | 39.4958 | 34.0171 | 8 | 85% | 0 | 0 | 0 | 0
[6 empty] | 2048 | 2048-05-01 | 26.5641 | 23.12 | 3.4441 | 2049 | 1.3728 | 24 | 23 | 10 | 2049-10-01 | 59.1946 | 47.4571 | 43.1201 | 34.5699 | 8 | 85% | 0 | 0 | 0 | 0
[6 empty] | 2048 | 2048-06-01 | 26.5641 | 23.12 | 3.4441 | 2049 | 1.3728 | 24 | 23 | 11 | 2049-11-01 | 92.1504 | 80.5127 | 67.1266 | 58.6492 | 8 | 85% | 0 | 0 | 0 | 0
[6 empty] | 2048 | 2048-07-01 | 26.5641 | 23.12 | 3.4441 | 2049 | 1.3728 | 24 | 23 | 12 | 2049-12-01 | 163.9577 | 136.721 | 119.4343 | 99.5938 | 8 | 85% | 0 | 0 | 0 | 0
[6 empty] | 2048 | 2048-08-01 | 26.5641 | 23.12 | 3.4441 | 2050 | 1.4002 | 25 | 24 | 1 | 2050-01-01 | 216.4265 | 171.9201 | 154.5637 | 122.7789 | 8 | 85% | 0 | 0 | 0 | 0
[6 empty] | 2048 | 2048-09-01 | 26.5641 | 23.12 | 3.4441 | 2050 | 1.4002 | 25 | 24 | 2 | 2050-02-01 | 201.7074 | 161.4655 | 144.0519 | 115.3126 | 8 | 85% | 0 | 0 | 0 | 0
[6 empty] | 2048 | 2048-10-01 | 26.5641 | 23.12 | 3.4441 | 2050 | 1.4002 | 25 | 24 | 3 | 2050-03-01 | 83.6775 | 72.8141 | 59.7594 | 52.0011 | 8 | 85% | 0 | 0 | 0 | 0
[6 empty] | 2048 | 2048-11-01 | 26.5641 | 23.12 | 3.4441 | 2050 | 1.4002 | 25 | 24 | 4 | 2050-04-01 | 55.7987 | 47.0706 | 39.8493 | 33.616 | 8 | 85% | 0 | 0 | 0 | 0
[6 empty] | 2048 | 2048-12-01 | 26.5641 | 23.12 | 3.4441 | 2050 | 1.4002 | 25 | 24 | 5 | 2050-05-01 | 45.512 | 38.8216 | 32.5029 | 27.725 | 8 | 85% | 0 | 0 | 0 | 0
[6 empty] | 2049 | 2049-01-01 | 26.9141 | 23.47 | 3.4441 | 2050 | 1.4002 | 25 | 24 | 6 | 2050-06-01 | 55.6694 | 46.7659 | 39.757 | 33.3984 | 8 | 85% | 0 | 0 | 0 | 0
[6 empty] | 2049 | 2049-02-01 | 26.9829 | 23.47 | 3.5129 | 2050 | 1.4002 | 25 | 24 | 7 | 2050-07-01 | 67.5998 | 53.6025 | 48.2773 | 38.2809 | 8 | 85% | 0 | 0 | 0 | 0
[6 empty] | 2049 | 2049-03-01 | 26.9829 | 23.47 | 3.5129 | 2050 | 1.4002 | 25 | 24 | 8 | 2050-08-01 | 68.2166 | 54.1295 | 48.7177 | 38.6573 | 8 | 85% | 0 | 0 | 0 | 0
[6 empty] | 2049 | 2049-04-01 | 26.9829 | 23.47 | 3.5129 | 2050 | 1.4002 | 25 | 24 | 9 | 2050-09-01 | 55.3036 | 47.6321 | 39.4958 | 34.0171 | 8 | 85% | 0 | 0 | 0 | 0
[6 empty] | 2049 | 2049-05-01 | 26.9829 | 23.47 | 3.5129 | 2050 | 1.4002 | 25 | 24 | 10 | 2050-10-01 | 60.3785 | 48.4063 | 43.1201 | 34.5699 | 8 | 85% | 0 | 0 | 0 | 0
[6 empty] | 2049 | 2049-06-01 | 26.9829 | 23.47 | 3.5129 | 2050 | 1.4002 | 25 | 24 | 11 | 2050-11-01 | 93.9934 | 82.123 | 67.1266 | 58.6492 | 8 | 85% | 0 | 0 | 0 | 0
[6 empty] | 2049 | 2049-07-01 | 26.9829 | 23.47 | 3.5129 | 2050 | 1.4002 | 25 | 24 | 12 | 2050-12-01 | 167.2369 | 139.4554 | 119.4343 | 99.5938 | 8 | 85% | 0 | 0 | 0 | 0
[6 empty] | 2049 | 2049-08-01 | 26.9829 | 23.47 | 3.5129 | 2051 | 1.4282 | 26 | 25 | 1 | 2051-01-01 | 220.7551 | 175.3585 | 154.5637 | 122.7789 | 8 | 85% | 0 | 0 | 0 | 0
[6 empty] | 2049 | 2049-09-01 | 26.9829 | 23.47 | 3.5129 | 2051 | 1.4282 | 26 | 25 | 2 | 2051-02-01 | 205.7416 | 164.6948 | 144.0519 | 115.3126 | 8 | 85% | 0 | 0 | 0 | 0
[6 empty] | 2049 | 2049-10-01 | 26.9829 | 23.47 | 3.5129 | 2051 | 1.4282 | 26 | 25 | 3 | 2051-03-01 | 85.3511 | 74.2704 | 59.7594 | 52.0011 | 8 | 85% | 0 | 0 | 0 | 0
[6 empty] | 2049 | 2049-11-01 | 26.9829 | 23.47 | 3.5129 | 2051 | 1.4282 | 26 | 25 | 4 | 2051-04-01 | 56.9146 | 48.012 | 39.8493 | 33.616 | 8 | 85% | 0 | 0 | 0 | 0
[6 empty] | 2049 | 2049-12-01 | 26.9829 | 23.47 | 3.5129 | 2051 | 1.4282 | 26 | 25 | 5 | 2051-05-01 | 46.4222 | 39.5981 | 32.5029 | 27.725 | 8 | 85% | 0 | 0 | 0 | 0
[6 empty] | 2050 | 2050-01-01 | 27.3429 | 23.83 | 3.5129 | 2051 | 1.4282 | 26 | 25 | 6 | 2051-06-01 | 56.7828 | 47.7012 | 39.757 | 33.3984 | 8 | 85% | 0 | 0 | 0 | 0
[6 empty] | 2050 | 2050-02-01 | 27.4132 | 23.83 | 3.5832 | 2051 | 1.4282 | 26 | 25 | 7 | 2051-07-01 | 68.9518 | 54.6746 | 48.2773 | 38.2809 | 8 | 85% | 0 | 0 | 0 | 0
[6 empty] | 2050 | 2050-03-01 | 27.4132 | 23.83 | 3.5832 | 2051 | 1.4282 | 26 | 25 | 8 | 2051-08-01 | 69.5809 | 55.2121 | 48.7177 | 38.6573 | 8 | 85% | 0 | 0 | 0 | 0
[6 empty] | 2050 | 2050-04-01 | 27.4132 | 23.83 | 3.5832 | 2051 | 1.4282 | 26 | 25 | 9 | 2051-09-01 | 56.4097 | 48.5848 | 39.4958 | 34.0171 | 8 | 85% | 0 | 0 | 0 | 0
[6 empty] | 2050 | 2050-05-01 | 27.4132 | 23.83 | 3.5832 | 2051 | 1.4282 | 26 | 25 | 10 | 2051-10-01 | 61.5861 | 49.3744 | 43.1201 | 34.5699 | 8 | 85% | 0 | 0 | 0 | 0
[6 empty] | 2050 | 2050-06-01 | 27.4132 | 23.83 | 3.5832 | 2051 | 1.4282 | 26 | 25 | 11 | 2051-11-01 | 95.8733 | 83.7655 | 67.1266 | 58.6492 | 8 | 85% | 0 | 0 | 0 | 0
[6 empty] | 2050 | 2050-07-01 | 27.4132 | 23.83 | 3.5832 | 2051 | 1.4282 | 26 | 25 | 12 | 2051-12-01 | 170.5816 | 142.2445 | 119.4343 | 99.5938 | 8 | 85% | 0 | 0 | 0 | 0
[6 empty] | 2050 | 2050-08-01 | 27.4132 | 23.83 | 3.5832 | 2052 | 1.4568 | 27 | 26 | 1 | 2052-01-01 | 225.1702 | 178.8656 | 154.5637 | 122.7789 | 8 | 85% | 0 | 0 | 0 | 0
[6 empty] | 2050 | 2050-09-01 | 27.4132 | 23.83 | 3.5832 | 2052 | 1.4568 | 27 | 26 | 2 | 2052-02-01 | 209.8564 | 167.9887 | 144.0519 | 115.3126 | 8 | 85% | 0 | 0 | 0 | 0
[6 empty] | 2050 | 2050-10-01 | 27.4132 | 23.83 | 3.5832 | 2052 | 1.4568 | 27 | 26 | 3 | 2052-03-01 | 87.0581 | 75.7558 | 59.7594 | 52.0011 | 8 | 85% | 0 | 0 | 0 | 0
[6 empty] | 2050 | 2050-11-01 | 27.4132 | 23.83 | 3.5832 | 2052 | 1.4568 | 27 | 26 | 4 | 2052-04-01 | 58.0529 | 48.9722 | 39.8493 | 33.616 | 8 | 85% | 0 | 0 | 0 | 0
[6 empty] | 2050 | 2050-12-01 | 27.4132 | 23.83 | 3.5832 | 2052 | 1.4568 | 27 | 26 | 5 | 2052-05-01 | 47.3506 | 40.39 | 32.5029 | 27.725 | 8 | 85% | 0 | 0 | 0 | 0
[6 empty] | 2051 | 2051-01-01 | 27.7632 | 24.18 | 3.5832 | 2052 | 1.4568 | 27 | 26 | 6 | 2052-06-01 | 57.9185 | 48.6552 | 39.757 | 33.3984 | 8 | 85% | 0 | 0 | 0 | 0
[6 empty] | 2051 | 2051-02-01 | 27.8349 | 24.18 | 3.6549 | 2052 | 1.4568 | 27 | 26 | 7 | 2052-07-01 | 70.3309 | 55.768 | 48.2773 | 38.2809 | 8 | 85% | 0 | 0 | 0 | 0
[6 empty] | 2051 | 2051-03-01 | 27.8349 | 24.18 | 3.6549 | 2052 | 1.4568 | 27 | 26 | 8 | 2052-08-01 | 70.9725 | 56.3164 | 48.7177 | 38.6573 | 8 | 85% | 0 | 0 | 0 | 0
[6 empty] | 2051 | 2051-04-01 | 27.8349 | 24.18 | 3.6549 | 2052 | 1.4568 | 27 | 26 | 9 | 2052-09-01 | 57.5379 | 49.5565 | 39.4958 | 34.0171 | 8 | 85% | 0 | 0 | 0 | 0
[6 empty] | 2051 | 2051-05-01 | 27.8349 | 24.18 | 3.6549 | 2052 | 1.4568 | 27 | 26 | 10 | 2052-10-01 | 62.8178 | 50.3619 | 43.1201 | 34.5699 | 8 | 85% | 0 | 0 | 0 | 0
[6 empty] | 2051 | 2051-06-01 | 27.8349 | 24.18 | 3.6549 | 2052 | 1.4568 | 27 | 26 | 11 | 2052-11-01 | 97.7907 | 85.4408 | 67.1266 | 58.6492 | 8 | 85% | 0 | 0 | 0 | 0
[6 empty] | 2051 | 2051-07-01 | 27.8349 | 24.18 | 3.6549 | 2052 | 1.4568 | 27 | 26 | 12 | 2052-12-01 | 173.9933 | 145.0894 | 119.4343 | 99.5938 | 8 | 85% | 0 | 0 | 0 | 0
[6 empty] | 2051 | 2051-08-01 | 27.8349 | 24.18 | 3.6549 | 2053 | 1.4859 | 28 | 27 | 1 | 2053-01-01 | 229.6736 | 182.4429 | 154.5637 | 122.7789 | 8 | 85% | 0 | 0 | 0 | 0
[6 empty] | 2051 | 2051-09-01 | 27.8349 | 24.18 | 3.6549 | 2053 | 1.4859 | 28 | 27 | 2 | 2053-02-01 | 214.0535 | 171.3485 | 144.0519 | 115.3126 | 8 | 85% | 0 | 0 | 0 | 0
[6 empty] | 2051 | 2051-10-01 | 27.8349 | 24.18 | 3.6549 | 2053 | 1.4859 | 28 | 27 | 3 | 2053-03-01 | 88.7993 | 77.2709 | 59.7594 | 52.0011 | 8 | 85% | 0 | 0 | 0 | 0
[6 empty] | 2051 | 2051-11-01 | 27.8349 | 24.18 | 3.6549 | 2053 | 1.4859 | 28 | 27 | 4 | 2053-04-01 | 59.214 | 49.9517 | 39.8493 | 33.616 | 8 | 85% | 0 | 0 | 0 | 0
[6 empty] | 2051 | 2051-12-01 | 27.8349 | 24.18 | 3.6549 | 2053 | 1.4859 | 28 | 27 | 5 | 2053-05-01 | 48.2977 | 41.1978 | 32.5029 | 27.725 | 8 | 85% | 0 | 0 | 0 | 0
[6 empty] | 2052 | 2052-01-01 | 28.1949 | 24.54 | 3.6549 | 2053 | 1.4859 | 28 | 27 | 6 | 2053-06-01 | 59.0769 | 49.6283 | 39.757 | 33.3984 | 8 | 85% | 0 | 0 | 0 | 0
[6 empty] | 2052 | 2052-02-01 | 28.268 | 24.54 | 3.728 | 2053 | 1.4859 | 28 | 27 | 7 | 2053-07-01 | 71.7375 | 56.8834 | 48.2773 | 38.2809 | 8 | 85% | 0 | 0 | 0 | 0
[6 empty] | 2052 | 2052-03-01 | 28.268 | 24.54 | 3.728 | 2053 | 1.4859 | 28 | 27 | 8 | 2053-08-01 | 72.392 | 57.4427 | 48.7177 | 38.6573 | 8 | 85% | 0 | 0 | 0 | 0
[6 empty] | 2052 | 2052-04-01 | 28.268 | 24.54 | 3.728 | 2053 | 1.4859 | 28 | 27 | 9 | 2053-09-01 | 58.6886 | 50.5476 | 39.4958 | 34.0171 | 8 | 85% | 0 | 0 | 0 | 0
[6 empty] | 2052 | 2052-05-01 | 28.268 | 24.54 | 3.728 | 2053 | 1.4859 | 28 | 27 | 10 | 2053-10-01 | 64.0741 | 51.3691 | 43.1201 | 34.5699 | 8 | 85% | 0 | 0 | 0 | 0
[6 empty] | 2052 | 2052-06-01 | 28.268 | 24.54 | 3.728 | 2053 | 1.4859 | 28 | 27 | 11 | 2053-11-01 | 99.7465 | 87.1496 | 67.1266 | 58.6492 | 8 | 85% | 0 | 0 | 0 | 0
[6 empty] | 2052 | 2052-07-01 | 28.268 | 24.54 | 3.728 | 2053 | 1.4859 | 28 | 27 | 12 | 2053-12-01 | 177.4731 | 147.9912 | 119.4343 | 99.5938 | 8 | 85% | 0 | 0 | 0 | 0
[6 empty] | 2052 | 2052-08-01 | 28.268 | 24.54 | 3.728 | 2054 | 1.5157 | 29 | 28 | 1 | 2054-01-01 | 234.267 | 186.0918 | 154.5637 | 122.7789 | 8 | 85% | 0 | 0 | 0 | 0
[6 empty] | 2052 | 2052-09-01 | 28.268 | 24.54 | 3.728 | 2054 | 1.5157 | 29 | 28 | 2 | 2054-02-01 | 218.3346 | 174.7754 | 144.0519 | 115.3126 | 8 | 85% | 0 | 0 | 0 | 0
[6 empty] | 2052 | 2052-10-01 | 28.268 | 24.54 | 3.728 | 2054 | 1.5157 | 29 | 28 | 3 | 2054-03-01 | 90.5753 | 78.8163 | 59.7594 | 52.0011 | 8 | 85% | 0 | 0 | 0 | 0
[6 empty] | 2052 | 2052-11-01 | 28.268 | 24.54 | 3.728 | 2054 | 1.5157 | 29 | 28 | 4 | 2054-04-01 | 60.3983 | 50.9507 | 39.8493 | 33.616 | 8 | 85% | 0 | 0 | 0 | 0
[6 empty] | 2052 | 2052-12-01 | 28.268 | 24.54 | 3.728 | 2054 | 1.5157 | 29 | 28 | 5 | 2054-05-01 | 49.2636 | 42.0218 | 32.5029 | 27.725 | 8 | 85% | 0 | 0 | 0 | 0
[6 empty] | 2053 | 2053-01-01 | 28.638 | 24.91 | 3.728 | 2054 | 1.5157 | 29 | 28 | 6 | 2054-06-01 | 60.2584 | 50.6209 | 39.757 | 33.3984 | 8 | 85% | 0 | 0 | 0 | 0
[6 empty] | 2053 | 2053-02-01 | 28.7125 | 24.91 | 3.8025 | 2054 | 1.5157 | 29 | 28 | 7 | 2054-07-01 | 73.1722 | 58.0211 | 48.2773 | 38.2809 | 8 | 85% | 0 | 0 | 0 | 0
[6 empty] | 2053 | 2053-03-01 | 28.7125 | 24.91 | 3.8025 | 2054 | 1.5157 | 29 | 28 | 8 | 2054-08-01 | 73.8398 | 58.5915 | 48.7177 | 38.6573 | 8 | 85% | 0 | 0 | 0 | 0
[6 empty] | 2053 | 2053-04-01 | 28.7125 | 24.91 | 3.8025 | 2054 | 1.5157 | 29 | 28 | 9 | 2054-09-01 | 59.8624 | 51.5586 | 39.4958 | 34.0171 | 8 | 85% | 0 | 0 | 0 | 0
[6 empty] | 2053 | 2053-05-01 | 28.7125 | 24.91 | 3.8025 | 2054 | 1.5157 | 29 | 28 | 10 | 2054-10-01 | 65.3556 | 52.3965 | 43.1201 | 34.5699 | 8 | 85% | 0 | 0 | 0 | 0
[6 empty] | 2053 | 2053-06-01 | 28.7125 | 24.91 | 3.8025 | 2054 | 1.5157 | 29 | 28 | 11 | 2054-11-01 | 101.7415 | 88.8926 | 67.1266 | 58.6492 | 8 | 85% | 0 | 0 | 0 | 0
[6 empty] | 2053 | 2053-07-01 | 28.7125 | 24.91 | 3.8025 | 2054 | 1.5157 | 29 | 28 | 12 | 2054-12-01 | 181.0226 | 150.951 | 119.4343 | 99.5938 | 8 | 85% | 0 | 0 | 0 | 0
[6 empty] | 2053 | 2053-08-01 | 28.7125 | 24.91 | 3.8025 | 2055 | 1.546 | 30 | 29 | 1 | 2055-01-01 | 238.9524 | 189.8136 | 154.5637 | 122.7789 | 8 | 85% |  | 0 | 0 | 0
[6 empty] | 2053 | 2053-09-01 | 28.7125 | 24.91 | 3.8025 | 2055 | 1.546 | 30 | 29 | 2 | 2055-02-01 | 222.7013 | 178.2709 | 144.0519 | 115.3126 | 8 | 85% |  | 0 | 0 | 0
[6 empty] | 2053 | 2053-10-01 | 28.7125 | 24.91 | 3.8025 | 2055 | 1.546 | 30 | 29 | 3 | 2055-03-01 | 92.3868 | 80.3927 | 59.7594 | 52.0011 | 8 | 85% |  | 0 | 0 | 0
[6 empty] | 2053 | 2053-11-01 | 28.7125 | 24.91 | 3.8025 | 2055 | 1.546 | 30 | 29 | 4 | 2055-04-01 | 61.6062 | 51.9697 | 39.8493 | 33.616 | 8 | 85% |  | 0 | 0 | 0
[6 empty] | 2053 | 2053-12-01 | 28.7125 | 24.91 | 3.8025 | 2055 | 1.546 | 30 | 29 | 5 | 2055-05-01 | 50.2489 | 42.8622 | 32.5029 | 27.725 | 8 | 85% |  | 0 | 0 | 0
[6 empty] | 2054 | 2054-01-01 | 29.0925 | 25.29 | 3.8025 | 2055 | 1.546 | 30 | 29 | 6 | 2055-06-01 | 61.4636 | 51.6333 | 39.757 | 33.3984 | 8 | 85% |  | 0 | 0 | 0
[6 empty] | 2054 | 2054-02-01 | 29.1686 | 25.29 | 3.8786 | 2055 | 1.546 | 30 | 29 | 7 | 2055-07-01 | 74.6357 | 59.1815 | 48.2773 | 38.2809 | 8 | 85% |  | 0 | 0 | 0
[6 empty] | 2054 | 2054-03-01 | 29.1686 | 25.29 | 3.8786 | 2055 | 1.546 | 30 | 29 | 8 | 2055-08-01 | 75.3166 | 59.7634 | 48.7177 | 38.6573 | 8 | 85% |  | 0 | 0 | 0
[6 empty] | 2054 | 2054-04-01 | 29.1686 | 25.29 | 3.8786 | 2055 | 1.546 | 30 | 29 | 9 | 2055-09-01 | 61.0596 | 52.5897 | 39.4958 | 34.0171 | 8 | 85% |  | 0 | 0 | 0
[6 empty] | 2054 | 2054-05-01 | 29.1686 | 25.29 | 3.8786 | 2055 | 1.546 | 30 | 29 | 10 | 2055-10-01 | 66.6627 | 53.4444 | 43.1201 | 34.5699 | 8 | 85% |  | 0 | 0 | 0
[6 empty] | 2054 | 2054-06-01 | 29.1686 | 25.29 | 3.8786 | 2055 | 1.546 | 30 | 29 | 11 | 2055-11-01 | 103.7763 | 90.6704 | 67.1266 | 58.6492 | 8 | 85% |  | 0 | 0 | 0
[6 empty] | 2054 | 2054-07-01 | 29.1686 | 25.29 | 3.8786 | 2055 | 1.546 | 30 | 29 | 12 | 2055-12-01 | 184.643 | 153.97 | 119.4343 | 99.5938 | 8 | 85% |  | 0 | 0 | 0
[6 empty] | 2054 | 2054-08-01 | 29.1686 | 25.29 | 3.8786 | 2056 | 1.5769 | 31 | 30 | 1 | 2056-01-01 | 243.7314 | 193.6099 | 154.5637 | 122.7789 | 8 | 85% |  |  | #N/A | 0
[6 empty] | 2054 | 2054-09-01 | 29.1686 | 25.29 | 3.8786 | 2056 | 1.5769 | 31 | 30 | 2 | 2056-02-01 | 227.1553 | 181.8364 | 144.0519 | 115.3126 | 8 | 85% |  |  | #N/A | 0
[6 empty] | 2054 | 2054-10-01 | 29.1686 | 25.29 | 3.8786 | 2056 | 1.5769 | 31 | 30 | 3 | 2056-03-01 | 94.2345 | 82.0005 | 59.7594 | 52.0011 | 8 | 85% |  |  | #N/A | 0
[6 empty] | 2054 | 2054-11-01 | 29.1686 | 25.29 | 3.8786 | 2056 | 1.5769 | 31 | 30 | 4 | 2056-04-01 | 62.8383 | 53.0091 | 39.8493 | 33.616 | 8 | 85% |  |  | #N/A | 0
[6 empty] | 2054 | 2054-12-01 | 29.1686 | 25.29 | 3.8786 | 2056 | 1.5769 | 31 | 30 | 5 | 2056-05-01 | 51.2539 | 43.7195 | 32.5029 | 27.725 | 8 | 85% |  |  | #N/A | 0
[11 empty] | 2056 | 1.5769 | 31 | 30 | 6 | 2056-06-01 | 62.6928 | 52.666 | 39.757 | 33.3984 | 8 | 85% |  |  | #N/A | 0
[11 empty] | 2056 | 1.5769 | 31 | 30 | 7 | 2056-07-01 | 76.1284 | 60.3651 | 48.2773 | 38.2809 | 8 | 85% |  |  | #N/A | 0
[11 empty] | 2056 | 1.5769 | 31 | 30 | 8 | 2056-08-01 | 76.823 | 60.9586 | 48.7177 | 38.6573 | 8 | 85% |  |  | #N/A | 0
[11 empty] | 2056 | 1.5769 | 31 | 30 | 9 | 2056-09-01 | 62.2808 | 53.6415 | 39.4958 | 34.0171 | 8 | 85% |  |  | #N/A | 0
[11 empty] | 2056 | 1.5769 | 31 | 30 | 10 | 2056-10-01 | 67.996 | 54.5133 | 43.1201 | 34.5699 | 8 | 85% |  |  | #N/A | 0
[11 empty] | 2056 | 1.5769 | 31 | 30 | 11 | 2056-11-01 | 105.8518 | 92.4838 | 67.1266 | 58.6492 | 8 | 85% |  |  | #N/A | 0
[11 empty] | 2056 | 1.5769 | 31 | 30 | 12 | 2056-12-01 | 188.3359 | 157.0494 | 119.4343 | 99.5938 | 8 | 85% |  |  | #N/A | 0
[11 empty] | 2057 | 1.6084 | 32 | 31 | 1 | 2057-01-01 | 248.6061 | 197.4821 | 154.5637 | 122.7789 | 8 | 85% |  |  | #N/A | #N/A
[11 empty] | 2057 | 1.6084 | 32 | 31 | 2 | 2057-02-01 | 231.6984 | 185.4731 | 144.0519 | 115.3126 | 8 | 85% |  |  | #N/A | #N/A
[11 empty] | 2057 | 1.6084 | 32 | 31 | 3 | 2057-03-01 | 96.1192 | 83.6405 | 59.7594 | 52.0011 | 8 | 85% |  |  | #N/A | #N/A
[11 empty] | 2057 | 1.6084 | 32 | 31 | 4 | 2057-04-01 | 64.0951 | 54.0693 | 39.8493 | 33.616 | 8 | 85% |  |  | #N/A | #N/A
[11 empty] | 2057 | 1.6084 | 32 | 31 | 5 | 2057-05-01 | 52.2789 | 44.5939 | 32.5029 | 27.725 | 8 | 85% |  |  | #N/A | #N/A
[11 empty] | 2057 | 1.6084 | 32 | 31 | 6 | 2057-06-01 | 63.9467 | 53.7193 | 39.757 | 33.3984 | 8 | 85% |  |  | #N/A | #N/A
[11 empty] | 2057 | 1.6084 | 32 | 31 | 7 | 2057-07-01 | 77.6509 | 61.5724 | 48.2773 | 38.2809 | 8 | 85% |  |  | #N/A | #N/A
[11 empty] | 2057 | 1.6084 | 32 | 31 | 8 | 2057-08-01 | 78.3594 | 62.1778 | 48.7177 | 38.6573 | 8 | 85% |  |  | #N/A | #N/A
[11 empty] | 2057 | 1.6084 | 32 | 31 | 9 | 2057-09-01 | 63.5264 | 54.7144 | 39.4958 | 34.0171 | 8 | 85% |  |  | #N/A | #N/A
[11 empty] | 2057 | 1.6084 | 32 | 31 | 10 | 2057-10-01 | 69.3559 | 55.6036 | 43.1201 | 34.5699 | 8 | 85% |  |  | #N/A | #N/A
[11 empty] | 2057 | 1.6084 | 32 | 31 | 11 | 2057-11-01 | 107.9689 | 94.3335 | 67.1266 | 58.6492 | 8 | 85% |  |  | #N/A | #N/A
[11 empty] | 2057 | 1.6084 | 32 | 31 | 12 | 2057-12-01 | 192.1026 | 160.1904 | 119.4343 | 99.5938 | 8 | 85% |  |  | #N/A | #N/A
[11 empty] | 2058 | 1.6406 |  | 32 | 1 | 2058-01-01 | 253.5782 | 201.4318 | 154.5637 | 122.7789 | 8 | 85% |  |  | #N/A | #N/A
[11 empty] | 2058 | 1.6406 |  | 32 | 2 | 2058-02-01 | 236.3324 | 189.1826 | 144.0519 | 115.3126 | 8 | 85% |  |  | #N/A | #N/A
[11 empty] | 2058 | 1.6406 |  | 32 | 3 | 2058-03-01 | 98.0416 | 85.3133 | 59.7594 | 52.0011 | 8 | 85% |  |  | #N/A | #N/A
[11 empty] | 2058 | 1.6406 |  | 32 | 4 | 2058-04-01 | 65.377 | 55.1507 | 39.8493 | 33.616 | 8 | 85% |  |  | #N/A | #N/A
[10 empty] | 8.393e-18 | 2058 | 1.6406 |  | 32 | 5 | 2058-05-01 | 53.3245 | 45.4857 | 32.5029 | 27.725 | 8 | 85% |  |  | #N/A | #N/A
[10 empty] | 8.393e-18 | 2058 | 1.6406 |  | 32 | 6 | 2058-06-01 | 65.2256 | 54.7937 | 39.757 | 33.3984 | 8 | 85% |  |  | #N/A | #N/A
[10 empty] | 8.393e-18 | 2058 | 1.6406 |  | 32 | 7 | 2058-07-01 | 79.204 | 62.8039 | 48.2773 | 38.2809 | 8 | 85% |  |  | #N/A | #N/A
[10 empty] | 8.393e-18 | 2058 | 1.6406 |  | 32 | 8 | 2058-08-01 | 79.9266 | 63.4214 | 48.7177 | 38.6573 | 8 | 85% |  |  | #N/A | #N/A
[10 empty] | 8.393e-18 | 2058 | 1.6406 |  | 32 | 9 | 2058-09-01 | 64.797 | 55.8086 | 39.4958 | 34.0171 | 8 | 85% |  |  | #N/A | #N/A
[10 empty] | 8.393e-18 | 2058 | 1.6406 |  | 32 | 10 | 2058-10-01 | 70.743 | 56.7157 | 43.1201 | 34.5699 | 8 | 85% |  |  | #N/A | #N/A
[10 empty] | 8.393e-18 | 2058 | 1.6406 |  | 32 | 11 | 2058-11-01 | 110.1282 | 96.2202 | 67.1266 | 58.6492 | 8 | 85% |  |  | #N/A | #N/A
[10 empty] | 8.393e-18 | 2058 | 1.6406 |  | 32 | 12 | 2058-12-01 | 195.9447 | 163.3942 | 119.4343 | 99.5938 | 8 | 85% |  |  | #N/A | #N/A
Formulas:
Begin = EOMONTH([Begin, row above],11)+1
End = EOMONTH([End, row above],12)

## Rev Req't
Yellow cells are inputs
Assumptions | Unit | Value
Initial Investment (without A&G) | $ | 31254.5 |  |  |  |  | Total NPV
Year initial investment is made | project year | 0 |  |  |  | Year |  | 0 | 1 | 2 | 3 | 4 | 5 | 6 | 7 | 8 | 9 | 10 | 11 | 12 | 13 | 14 | 15 | 16 | 17 | 18 | 19 | 20 | 21 | 22 | 23 | 24 | 25 | 26 | 27 | 28 | 29 | 30 | 31 | 32 | 33 | 34 | 35 | 36 | 37 | 38 | 39 | 40 | 41 | 42 | 43 | 44 | 45 | 46 | 47 | 48 | 49 | 50 | 51 | 52 | 53 | 54 | 55 | 56 | 57 | 58 | 59 | 60 | 61 | 62 | 63 | 64 | 65 | 66 | 67 | 68 | 69 | 70 | 71 | 72 | 73 | 74 | 75 | 76 | 77 | 78 | 79 | 80 | 81 | 82 | 83 | 84 | 85 | 86 | 87 | 88 | 89 | 90 | 91 | 92 | 93 | 94 | 95 | 96 | 97 | 98 | 99 | 100
Term of Analysis | years | 20
Book life of investment | years | 16 |  |  |  | Inflation multiplier |  | 1 | 1 | 1.02 | 1.0404 | 1.0612 | 1.0824 | 1.1041 | 1.1262 | 1.1487 | 1.1717 | 1.1951 | 1.219 | 1.2434 | 1.2682 | 1.2936 | 1.3195 | 1.3459 | 1.3728 | 1.4002 | 1.4282 | 1.4568 | 1.4859 | 1.5157 | 1.546 | 1.5769 | 1.6084 | 1.6406 | 1.6734 | 1.7069 | 1.741 | 1.7758 | 1.8114 | 1.8476 | 1.8845 | 1.9222 | 1.9607 | 1.9999 | 2.0399 | 2.0807 | 2.1223 | 2.1647 | 2.208 | 2.2522 | 2.2972 | 2.3432 | 2.3901 | 2.4379 | 2.4866 | 2.5363 | 2.5871 | 2.6388 | 2.6916 | 2.7454 | 2.8003 | 2.8563 | 2.9135 | 2.9717 | 3.0312 | 3.0918 | 3.1536 | 3.2167 | 3.281 | 3.3467 | 3.4136 | 3.4819 | 3.5515 | 3.6225 | 3.695 | 3.7689 | 3.8443 | 3.9211 | 3.9996 | 4.0795 | 4.1611 | 4.2444 | 4.3293 | 4.4158 | 4.5042 | 4.5942 | 4.6861 | 4.7798 | 4.8754 | 4.9729 | 5.0724 | 5.1739 | 5.2773 | 5.3829 | 5.4905 | 5.6003 | 5.7124 | 5.8266 | 5.9431 | 6.062 | 6.1832 | 6.3069 | 6.433 | 6.5617 | 6.6929 | 6.8268 | 6.9633 | 7.1026
MACRS depreciation length | years | 5 |  |  |  | Term of Analysis flag |  |  | 1 | 1 | 1 | 1 | 1 | 1 | 1 | 1 | 1 | 1 | 1 | 1 | 1 | 1 | 1 | 1 | 1 | 1 | 1 | 1 | 0 | 0 | 0 | 0 | 0 | 0 | 0 | 0 | 0 | 0 | 0 | 0 | 0 | 0 | 0 | 0 | 0 | 0 | 0 | 0 | 0 | 0 | 0 | 0 | 0 | 0 | 0 | 0 | 0 | 0 | 0 | 0 | 0 | 0 | 0 | 0 | 0 | 0 | 0 | 0 | 0 | 0 | 0 | 0 | 0 | 0 | 0 | 0 | 0 | 0 | 0 | 0 | 0 | 0 | 0 | 0 | 0 | 0 | 0 | 0 | 0 | 0 | 0 | 0 | 0 | 0 | 0 | 0 | 0 | 0 | 0 | 0 | 0 | 0 | 0 | 0 | 0 | 0 | 0 | 0
[6 empty] | Book life flag |  |  | 1 | 1 | 1 | 1 | 1 | 1 | 1 | 1 | 1 | 1 | 1 | 1 | 1 | 1 | 1 | 1 | 0 | 0 | 0 | 0 | 0 | 0 | 0 | 0 | 0 | 0 | 0 | 0 | 0 | 0 | 0 | 0 | 0 | 0 | 0 | 0 | 0 | 0 | 0 | 0 | 0 | 0 | 0 | 0 | 0 | 0 | 0 | 0 | 0 | 0 | 0 | 0 | 0 | 0 | 0 | 0 | 0 | 0 | 0 | 0 | 0 | 0 | 0 | 0 | 0 | 0 | 0 | 0 | 0 | 0 | 0 | 0 | 0 | 0 | 0 | 0 | 0 | 0 | 0 | 0 | 0 | 0 | 0 | 0 | 0 | 0 | 0 | 0 | 0 | 0 | 0 | 0 | 0 | 0 | 0 | 0 | 0 | 0 | 0 | 0
Inflation | % | 2% |  |  |  | MACRS flag |  |  | 1 | 1 | 1 | 1 | 1 | 1 | 0 | 0 | 0 | 0 | 0 | 0 | 0 | 0 | 0 | 0 | 0 | 0 | 0 | 0 | 0 | 0 | 0 | 0 | 0 | 0 | 0 | 0 | 0 | 0 | 0 | 0 | 0 | 0 | 0 | 0 | 0 | 0 | 0 | 0 | 0 | 0 | 0 | 0 | 0 | 0 | 0 | 0 | 0 | 0 | 0 | 0 | 0 | 0 | 0 | 0 | 0 | 0 | 0 | 0 | 0 | 0 | 0 | 0 | 0 | 0 | 0 | 0 | 0 | 0 | 0 | 0 | 0 | 0 | 0 | 0 | 0 | 0 | 0 | 0 | 0 | 0 | 0 | 0 | 0 | 0 | 0 | 0 | 0 | 0 | 0 | 0 | 0 | 0 | 0 | 0 | 0 | 0 | 0 | 0
Income tax rate | % | 27.71%
Capitalized A&G | % | 5.14%
Gross Revenue Tax | % | 1.025% |  |  | ADIT Tab | Book depreciation |  |  | 2053.8113 | 2053.8113 | 2053.8113 | 2053.8113 | 2053.8113 | 2053.8113 | 2053.8113 | 2053.8113 | 2053.8113 | 2053.8113 | 2053.8113 | 2053.8113 | 2053.8113 | 2053.8113 | 2053.8113 | 2053.8113 | 0 | 0 | 0 | 0 | 0 | 0 | 0 | 0 | 0 | 0 | 0 | 0 | 0 | 0 | 0 | 0 | 0 | 0 | 0 | 0 | 0 | 0 | 0 | 0 | 0 | 0 | 0 | 0 | 0 | 0 | 0 | 0 | 0 | 0 | 0 | 0 | 0 | 0 | 0 | 0 | 0 | 0 | 0 | 0 | 0 | 0 | 0 | 0 | 0 | 0 | 0 | 0 | 0 | 0 | 0 | 0 | 0 | 0 | 0 | 0 | 0 | 0 | 0 | 0 | 0 | 0 | 0 | 0 | 0 | 0 | 0 | 0 | 0 | 0 | 0 | 0 | 0 | 0 | 0 | 0 | 0 | 0 | 0 | 0
[6 empty] | Temporary - Book |  |  | 1665.9426 | 1665.9426 | 1665.9426 | 1665.9426 | 1665.9426 | 1665.9426 | 1665.9426 | 1665.9426 | 1665.9426 | 1665.9426 | 1665.9426 | 1665.9426 | 1665.9426 | 1665.9426 | 1665.9426 | 1665.9426 | 0 | 0 | 0 | 0 | 0 | 0 | 0 | 0 | 0 | 0 | 0 | 0 | 0 | 0 | 0 | 0 | 0 | 0 | 0 | 0 | 0 | 0 | 0 | 0 | 0 | 0 | 0 | 0 | 0 | 0 | 0 | 0 | 0 | 0 | 0 | 0 | 0 | 0 | 0 | 0 | 0 | 0 | 0 | 0 | 0 | 0 | 0 | 0 | 0 | 0 | 0 | 0 | 0 | 0 | 0 | 0 | 0 | 0 | 0 | 0 | 0 | 0 | 0 | 0 | 0 | 0 | 0 | 0 | 0 | 0 | 0 | 0 | 0 | 0 | 0 | 0 | 0 | 0 | 0 | 0 | 0 | 0 | 0 | 0
ITC | % | 40% |  |  |  | Plant in Service |  | 32860.9813 | 32860.9813 | 32860.9813 | 32860.9813 | 32860.9813 | 32860.9813 | 32860.9813 | 32860.9813 | 32860.9813 | 32860.9813 | 32860.9813 | 32860.9813 | 32860.9813 | 32860.9813 | 32860.9813 | 32860.9813 | 32860.9813 | 0 | 0 | 0 | 0 | 0 | 0 | 0 | 0 | 0 | 0 | 0 | 0 | 0 | 0 | 0 | 0 | 0 | 0 | 0 | 0 | 0 | 0 | 0 | 0 | 0 | 0 | 0 | 0 | 0 | 0 | 0 | 0 | 0 | 0 | 0 | 0 | 0 | 0 | 0 | 0 | 0 | 0 | 0 | 0 | 0 | 0 | 0 | 0 | 0 | 0 | 0 | 0 | 0 | 0 | 0 | 0 | 0 | 0 | 0 | 0 | 0 | 0 | 0 | 0 | 0 | 0 | 0 | 0 | 0 | 0 | 0 | 0 | 0 | 0 | 0 | 0 | 0 | 0 | 0 | 0 | 0 | 0 | 0 | 0
Investment amt excluded from ITC | $ | 225 |  |  |  | Accumulated Depreciation |  |  | -2053.8113 | -4107.6227 | -6161.434 | -8215.2453 | -10269.0567 | -12322.868 | -14376.6793 | -16430.4907 | -18484.302 | -20538.1133 | -22591.9246 | -24645.736 | -26699.5473 | -28753.3586 | -30807.17 | -32860.9813 | 0 | 0 | 0 | 0 | 0 | 0 | 0 | 0 | 0 | 0 | 0 | 0 | 0 | 0 | 0 | 0 | 0 | 0 | 0 | 0 | 0 | 0 | 0 | 0 | 0 | 0 | 0 | 0 | 0 | 0 | 0 | 0 | 0 | 0 | 0 | 0 | 0 | 0 | 0 | 0 | 0 | 0 | 0 | 0 | 0 | 0 | 0 | 0 | 0 | 0 | 0 | 0 | 0 | 0 | 0 | 0 | 0 | 0 | 0 | 0 | 0 | 0 | 0 | 0 | 0 | 0 | 0 | 0 | 0 | 0 | 0 | 0 | 0 | 0 | 0 | 0 | 0 | 0 | 0 | 0 | 0 | 0 | 0 | 0
Book basis (not for ITC) | $ | 32860.9813 |  |  |  | Net Plant (b.o.y.) |  |  | 32860.9813 | 30807.17 | 28753.3586 | 26699.5473 | 24645.736 | 22591.9246 | 20538.1133 | 18484.302 | 16430.4907 | 14376.6793 | 12322.868 | 10269.0567 | 8215.2453 | 6161.434 | 4107.6227 | 2053.8113 | 7.276e-12 | 0 | 0 | 0 | 0 | 0 | 0 | 0 | 0 | 0 | 0 | 0 | 0 | 0 | 0 | 0 | 0 | 0 | 0 | 0 | 0 | 0 | 0 | 0 | 0 | 0 | 0 | 0 | 0 | 0 | 0 | 0 | 0 | 0 | 0 | 0 | 0 | 0 | 0 | 0 | 0 | 0 | 0 | 0 | 0 | 0 | 0 | 0 | 0 | 0 | 0 | 0 | 0 | 0 | 0 | 0 | 0 | 0 | 0 | 0 | 0 | 0 | 0 | 0 | 0 | 0 | 0 | 0 | 0 | 0 | 0 | 0 | 0 | 0 | 0 | 0 | 0 | 0 | 0 | 0 | 0 | 0 | 0 | 0
Tax Basis | $ | 26655.0813 |  |  |  | Net Plant (e.o.y.) |  | 32860.9813 | 30807.17 | 28753.3586 | 26699.5473 | 24645.736 | 22591.9246 | 20538.1133 | 18484.302 | 16430.4907 | 14376.6793 | 12322.868 | 10269.0567 | 8215.2453 | 6161.434 | 4107.6227 | 2053.8113 | 7.276e-12 | 0 | 0 | 0 | 0 | 0 | 0 | 0 | 0 | 0 | 0 | 0 | 0 | 0 | 0 | 0 | 0 | 0 | 0 | 0 | 0 | 0 | 0 | 0 | 0 | 0 | 0 | 0 | 0 | 0 | 0 | 0 | 0 | 0 | 0 | 0 | 0 | 0 | 0 | 0 | 0 | 0 | 0 | 0 | 0 | 0 | 0 | 0 | 0 | 0 | 0 | 0 | 0 | 0 | 0 | 0 | 0 | 0 | 0 | 0 | 0 | 0 | 0 | 0 | 0 | 0 | 0 | 0 | 0 | 0 | 0 | 0 | 0 | 0 | 0 | 0 | 0 | 0 | 0 | 0 | 0 | 0 | 0 | 0 | 0
ITC Value | $ | 12411.8
50% of ITC | $ | 6205.9 |  |  |  | MACRS depreciation |  |  | 5331.0163 | 8529.626 | 5117.7756 | 3070.6654 | 3070.6654 | 1535.3327 | 0 | 0 | 0 | 0 | 0 | 0 | 0 | 0 | 0 | 0 | 0 | 0 | 0 | 0 | 0 | 0 | 0 | 0 | 0 | 0 | 0 | 0 | 0 | 0 | 0 | 0 | 0 | 0 | 0 | 0 | 0 | 0 | 0 | 0 | 0 | 0 | 0 | 0 | 0 | 0 | 0 | 0 | 0 | 0 | 0 | 0 | 0 | 0 | 0 | 0 | 0 | 0 | 0 | 0 | 0 | 0 | 0 | 0 | 0 | 0 | 0 | 0 | 0 | 0 | 0 | 0 | 0 | 0 | 0 | 0 | 0 | 0 | 0 | 0 | 0 | 0 | 0 | 0 | 0 | 0 | 0 | 0 | 0 | 0 | 0 | 0 | 0 | 0 | 0 | 0 | 0 | 0 | 0 | 0
[6 empty] | ADIT (b.o.y.) |  |  | 0 | -1015.7752 | -2918.045 | -3874.7206 | -4264.0395 | -4653.3584 | -4617.1599 | -4155.4439 | -3693.7279 | -3232.0119 | -2770.2959 | -2308.5799 | -1846.8639 | -1385.148 | -923.432 | -461.716 | 0 | 0 | 0 | 0 | 0 | 0 | 0 | 0 | 0 | 0 | 0 | 0 | 0 | 0 | 0 | 0 | 0 | 0 | 0 | 0 | 0 | 0 | 0 | 0 | 0 | 0 | 0 | 0 | 0 | 0 | 0 | 0 | 0 | 0 | 0 | 0 | 0 | 0 | 0 | 0 | 0 | 0 | 0 | 0 | 0 | 0 | 0 | 0 | 0 | 0 | 0 | 0 | 0 | 0 | 0 | 0 | 0 | 0 | 0 | 0 | 0 | 0 | 0 | 0 | 0 | 0 | 0 | 0 | 0 | 0 | 0 | 0 | 0 | 0 | 0 | 0 | 0 | 0 | 0 | 0 | 0 | 0 | 0 | 0
Tax Tab | [5 empty] | ADIT (e.o.y.) |  |  | -1015.7752 | -2918.045 | -3874.7206 | -4264.0395 | -4653.3584 | -4617.1599 | -4155.4439 | -3693.7279 | -3232.0119 | -2770.2959 | -2308.5799 | -1846.8639 | -1385.148 | -923.432 | -461.716 | 0 | 0 | 0 | 0 | 0 | 0 | 0 | 0 | 0 | 0 | 0 | 0 | 0 | 0 | 0 | 0 | 0 | 0 | 0 | 0 | 0 | 0 | 0 | 0 | 0 | 0 | 0 | 0 | 0 | 0 | 0 | 0 | 0 | 0 | 0 | 0 | 0 | 0 | 0 | 0 | 0 | 0 | 0 | 0 | 0 | 0 | 0 | 0 | 0 | 0 | 0 | 0 | 0 | 0 | 0 | 0 | 0 | 0 | 0 | 0 | 0 | 0 | 0 | 0 | 0 | 0 | 0 | 0 | 0 | 0 | 0 | 0 | 0 | 0 | 0 | 0 | 0 | 0 | 0 | 0 | 0 | 0 | 0 | 0 | 0
Reconciliation
Book Value | 31254.5 |  |  |  |  | Net Rate Base |  | 0 | 31326.188 | 27813.3542 | 24330.0702 | 21603.2616 | 19160.1314 | 16929.7598 | 15124.9058 | 13532.8104 | 11940.7151 | 10348.6197 | 8756.5244 | 7164.4291 | 5572.3337 | 3980.2384 | 2388.143 | 796.0477 | 3.638e-12 | 0 | 0 | 0 | 0 | 0 | 0 | 0 | 0 | 0 | 0 | 0 | 0 | 0 | 0 | 0 | 0 | 0 | 0 | 0 | 0 | 0 | 0 | 0 | 0 | 0 | 0 | 0 | 0 | 0 | 0 | 0 | 0 | 0 | 0 | 0 | 0 | 0 | 0 | 0 | 0 | 0 | 0 | 0 | 0 | 0 | 0 | 0 | 0 | 0 | 0 | 0 | 0 | 0 | 0 | 0 | 0 | 0 | 0 | 0 | 0 | 0 | 0 | 0 | 0 | 0 | 0 | 0 | 0 | 0 | 0 | 0 | 0 | 0 | 0 | 0 | 0 | 0 | 0 | 0 | 0 | 0 | 0 | 0
ITC 40% | 12501.8
50% Basis Reduction | 6250.9 |  |  |  |  | Return % (Total Cost of capital) |  |  | 7.047% | 7.047% | 7.047% | 7.047% | 7.047% | 7.047% | 7.047% | 7.047% | 7.047% | 7.047% | 7.047% | 7.047% | 7.047% | 7.047% | 7.047% | 7.047% | 0% | 0% | 0% | 0% | 0% | 0% | 0% | 0% | 0% | 0% | 0% | 0% | 0% | 0% | 0% | 0% | 0% | 0% | 0% | 0% | 0% | 0% | 0% | 0% | 0% | 0% | 0% | 0% | 0% | 0% | 0% | 0% | 0% | 0% | 0% | 0% | 0% | 0% | 0% | 0% | 0% | 0% | 0% | 0% | 0% | 0% | 0% | 0% | 0% | 0% | 0% | 0% | 0% | 0% | 0% | 0% | 0% | 0% | 0% | 0% | 0% | 0% | 0% | 0% | 0% | 0% | 0% | 0% | 0% | 0% | 0% | 0% | 0% | 0% | 0% | 0% | 0% | 0% | 0% | 0% | 0% | 0% | 0% | 0%
Tax Basis | 25003.6 |  |  |  | Regulatory Income Tax Tab | Return on Utility Rate Base |  |  | 2207.5331 | 1959.9863 | 1714.5219 | 1522.3657 | 1350.2001 | 1193.0275 | 1065.8408 | 953.647 | 841.4533 | 729.2595 | 617.0657 | 504.872 | 392.6782 | 280.4844 | 168.2907 | 56.0969 | 2.5637e-13 | 0 | 0 | 0 | 0 | 0 | 0 | 0 | 0 | 0 | 0 | 0 | 0 | 0 | 0 | 0 | 0 | 0 | 0 | 0 | 0 | 0 | 0 | 0 | 0 | 0 | 0 | 0 | 0 | 0 | 0 | 0 | 0 | 0 | 0 | 0 | 0 | 0 | 0 | 0 | 0 | 0 | 0 | 0 | 0 | 0 | 0 | 0 | 0 | 0 | 0 | 0 | 0 | 0 | 0 | 0 | 0 | 0 | 0 | 0 | 0 | 0 | 0 | 0 | 0 | 0 | 0 | 0 | 0 | 0 | 0 | 0 | 0 | 0 | 0 | 0 | 0 | 0 | 0 | 0 | 0 | 0 | 0 | 0
Project Life | 20 |  |  |  |  | Add back:
[6 empty] | Federal income tax |  |  | -465 | -512 | -558 | -594 | -626 | -655 | -679 | -700 | -721 | -742 | -763 | -784 | -805 | -826 | -847 | -868 | 0 | 0 | 0 | 0 | 0 | 0 | 0 | 0 | 0 | 0 | 0 | 0 | 0 | 0 | 0 | 0 | 0 | 0 | 0 | 0 | 0 | 0 | 0 | 0 | 0 | 0 | 0 | 0 | 0 | 0 | 0 | 0 | 0 | 0 | 0 | 0 | 0 | 0 | 0 | 0 | 0 | 0 | 0 | 0 | 0 | 0 | 0 | 0 | 0 | 0 | 0 | 0 | 0 | 0 | 0 | 0 | 0 | 0 | 0 | 0 | 0 | 0 | 0 | 0 | 0 | 0 | 0 | 0 | 0 | 0 | 0 | 0 | 0 | 0 | 0 | 0 | 0 | 0 | 0 | 0 | 0 | 0 | 0 | 0
[6 empty] | State income tax |  |  | 137 | 117 | 96 | 81 | 66 | 53 | 43 | 33 | 24 | 15 | 6 | -4 | -13 | -22 | -32 | -41 | 0 | 0 | 0 | 0 | 0 | 0 | 0 | 0 | 0 | 0 | 0 | 0 | 0 | 0 | 0 | 0 | 0 | 0 | 0 | 0 | 0 | 0 | 0 | 0 | 0 | 0 | 0 | 0 | 0 | 0 | 0 | 0 | 0 | 0 | 0 | 0 | 0 | 0 | 0 | 0 | 0 | 0 | 0 | 0 | 0 | 0 | 0 | 0 | 0 | 0 | 0 | 0 | 0 | 0 | 0 | 0 | 0 | 0 | 0 | 0 | 0 | 0 | 0 | 0 | 0 | 0 | 0 | 0 | 0 | 0 | 0 | 0 | 0 | 0 | 0 | 0 | 0 | 0 | 0 | 0 | 0 | 0 | 0 | 0
[9 empty] | ------- | ------- | ------- | ------- | ------- | ------- | ------- | ------- | ------- | ------- | ------- | ------- | ------- | ------- | ------- | ------- | ------- | ------- | ------- | ------- | ------- | ------- | ------- | ------- | ------- | ------- | ------- | ------- | ------- | ------- | ------- | ------- | ------- | ------- | ------- | ------- | ------- | ------- | ------- | ------- | ------- | ------- | ------- | ------- | ------- | ------- | ------- | ------- | ------- | ------- | ------- | ------- | ------- | ------- | ------- | ------- | ------- | ------- | ------- | ------- | ------- | ------- | ------- | ------- | ------- | ------- | ------- | ------- | ------- | ------- | ------- | ------- | ------- | ------- | ------- | ------- | ------- | ------- | ------- | ------- | ------- | ------- | ------- | ------- | ------- | ------- | ------- | ------- | ------- | ------- | ------- | ------- | ------- | ------- | ------- | ------- | ------- | ------- | ------- | -------
[6 empty] | Return before taxes |  |  | 1879.5331 | 1564.9863 | 1252.5219 | 1009.3657 | 790.2001 | 591.0275 | 429.8408 | 286.647 | 144.4533 | 2.2595 | -139.9343 | -283.128 | -425.3218 | -567.5156 | -710.7093 | -852.9031 | 2.5637e-13 | 0 | 0 | 0 | 0 | 0 | 0 | 0 | 0 | 0 | 0 | 0 | 0 | 0 | 0 | 0 | 0 | 0 | 0 | 0 | 0 | 0 | 0 | 0 | 0 | 0 | 0 | 0 | 0 | 0 | 0 | 0 | 0 | 0 | 0 | 0 | 0 | 0 | 0 | 0 | 0 | 0 | 0 | 0 | 0 | 0 | 0 | 0 | 0 | 0 | 0 | 0 | 0 | 0 | 0 | 0 | 0 | 0 | 0 | 0 | 0 | 0 | 0 | 0 | 0 | 0 | 0 | 0 | 0 | 0 | 0 | 0 | 0 | 0 | 0 | 0 | 0 | 0 | 0 | 0 | 0 | 0 | 0 | 0
[6 empty] | Less interest (Wtd. Cost of Debt X Rate Base) |  |  | 651.5623 | 578.4979 | 506.0481 | 449.3324 | 398.517 | 352.1269 | 314.5872 | 281.4728 | 248.3583 | 215.2439 | 182.1295 | 149.015 | 115.9006 | 82.7861 | 49.6717 | 16.5572 | 7.5667e-14 | 0 | 0 | 0 | 0 | 0 | 0 | 0 | 0 | 0 | 0 | 0 | 0 | 0 | 0 | 0 | 0 | 0 | 0 | 0 | 0 | 0 | 0 | 0 | 0 | 0 | 0 | 0 | 0 | 0 | 0 | 0 | 0 | 0 | 0 | 0 | 0 | 0 | 0 | 0 | 0 | 0 | 0 | 0 | 0 | 0 | 0 | 0 | 0 | 0 | 0 | 0 | 0 | 0 | 0 | 0 | 0 | 0 | 0 | 0 | 0 | 0 | 0 | 0 | 0 | 0 | 0 | 0 | 0 | 0 | 0 | 0 | 0 | 0 | 0 | 0 | 0 | 0 | 0 | 0 | 0 | 0 | 0 | 0
[9 empty] | ------- | ------- | ------- | ------- | ------- | ------- | ------- | ------- | ------- | ------- | ------- | ------- | ------- | ------- | ------- | ------- | ------- | ------- | ------- | ------- | ------- | ------- | ------- | ------- | ------- | ------- | ------- | ------- | ------- | ------- | ------- | ------- | ------- | ------- | ------- | ------- | ------- | ------- | ------- | ------- | ------- | ------- | ------- | ------- | ------- | ------- | ------- | ------- | ------- | ------- | ------- | ------- | ------- | ------- | ------- | ------- | ------- | ------- | ------- | ------- | ------- | ------- | ------- | ------- | ------- | ------- | ------- | ------- | ------- | ------- | ------- | ------- | ------- | ------- | ------- | ------- | ------- | ------- | ------- | ------- | ------- | ------- | ------- | ------- | ------- | ------- | ------- | ------- | ------- | ------- | ------- | ------- | ------- | ------- | ------- | ------- | ------- | ------- | ------- | -------
[6 empty] | Subtotal |  |  | 1227.9707 | 986.4884 | 746.4738 | 560.0333 | 391.6831 | 238.9006 | 115.2536 | 5.1742 | -103.9051 | -212.9844 | -322.0637 | -432.143 | -541.2224 | -650.3017 | -760.381 | -869.4603 | 1.807e-13 | 0 | 0 | 0 | 0 | 0 | 0 | 0 | 0 | 0 | 0 | 0 | 0 | 0 | 0 | 0 | 0 | 0 | 0 | 0 | 0 | 0 | 0 | 0 | 0 | 0 | 0 | 0 | 0 | 0 | 0 | 0 | 0 | 0 | 0 | 0 | 0 | 0 | 0 | 0 | 0 | 0 | 0 | 0 | 0 | 0 | 0 | 0 | 0 | 0 | 0 | 0 | 0 | 0 | 0 | 0 | 0 | 0 | 0 | 0 | 0 | 0 | 0 | 0 | 0 | 0 | 0 | 0 | 0 | 0 | 0 | 0 | 0 | 0 | 0 | 0 | 0 | 0 | 0 | 0 | 0 | 0 | 0 | 0
Non-deductible AFUDC-equity
[6 empty] | Non-depreciable ITC basis reduction |  |  | 387.8688 | 387.8688 | 387.8688 | 387.8688 | 387.8688 | 387.8688 | 387.8688 | 387.8688 | 387.8688 | 387.8688 | 387.8688 | 387.8688 | 387.8688 | 387.8688 | 387.8688 | 387.8688 | 0 | 0 | 0 | 0 | 0 | 0 | 0 | 0 | 0 | 0 | 0 | 0 | 0 | 0 | 0 | 0 | 0 | 0 | 0 | 0 | 0 | 0 | 0 | 0 | 0 | 0 | 0 | 0 | 0 | 0 | 0 | 0 | 0 | 0 | 0 | 0 | 0 | 0 | 0 | 0 | 0 | 0 | 0 | 0 | 0 | 0 | 0 | 0 | 0 | 0 | 0 | 0 | 0 | 0 | 0 | 0 | 0 | 0 | 0 | 0 | 0 | 0 | 0 | 0 | 0 | 0 | 0 | 0 | 0 | 0 | 0 | 0 | 0 | 0 | 0 | 0 | 0 | 0 | 0 | 0 | 0 | 0 | 0 | 0
Non-deductible meals expense
[9 empty] | ------- | ------- | ------- | ------- | ------- | ------- | ------- | ------- | ------- | ------- | ------- | ------- | ------- | ------- | ------- | ------- | ------- | ------- | ------- | ------- | ------- | ------- | ------- | ------- | ------- | ------- | ------- | ------- | ------- | ------- | ------- | ------- | ------- | ------- | ------- | ------- | ------- | ------- | ------- | ------- | ------- | ------- | ------- | ------- | ------- | ------- | ------- | ------- | ------- | ------- | ------- | ------- | ------- | ------- | ------- | ------- | ------- | ------- | ------- | ------- | ------- | ------- | ------- | ------- | ------- | ------- | ------- | ------- | ------- | ------- | ------- | ------- | ------- | ------- | ------- | ------- | ------- | ------- | ------- | ------- | ------- | ------- | ------- | ------- | ------- | ------- | ------- | ------- | ------- | ------- | ------- | ------- | ------- | ------- | ------- | ------- | ------- | ------- | ------- | -------
[6 empty] | Total additions & deductions |  |  | 387.8688 | 387.8688 | 387.8688 | 387.8688 | 387.8688 | 387.8688 | 387.8688 | 387.8688 | 387.8688 | 387.8688 | 387.8688 | 387.8688 | 387.8688 | 387.8688 | 387.8688 | 387.8688 | 0 | 0 | 0 | 0 | 0 | 0 | 0 | 0 | 0 | 0 | 0 | 0 | 0 | 0 | 0 | 0 | 0 | 0 | 0 | 0 | 0 | 0 | 0 | 0 | 0 | 0 | 0 | 0 | 0 | 0 | 0 | 0 | 0 | 0 | 0 | 0 | 0 | 0 | 0 | 0 | 0 | 0 | 0 | 0 | 0 | 0 | 0 | 0 | 0 | 0 | 0 | 0 | 0 | 0 | 0 | 0 | 0 | 0 | 0 | 0 | 0 | 0 | 0 | 0 | 0 | 0 | 0 | 0 | 0 | 0 | 0 | 0 | 0 | 0 | 0 | 0 | 0 | 0 | 0 | 0 | 0 | 0 | 0 | 0
[9 empty] | ------- | ------- | ------- | ------- | ------- | ------- | ------- | ------- | ------- | ------- | ------- | ------- | ------- | ------- | ------- | ------- | ------- | ------- | ------- | ------- | ------- | ------- | ------- | ------- | ------- | ------- | ------- | ------- | ------- | ------- | ------- | ------- | ------- | ------- | ------- | ------- | ------- | ------- | ------- | ------- | ------- | ------- | ------- | ------- | ------- | ------- | ------- | ------- | ------- | ------- | ------- | ------- | ------- | ------- | ------- | ------- | ------- | ------- | ------- | ------- | ------- | ------- | ------- | ------- | ------- | ------- | ------- | ------- | ------- | ------- | ------- | ------- | ------- | ------- | ------- | ------- | ------- | ------- | ------- | ------- | ------- | ------- | ------- | ------- | ------- | ------- | ------- | ------- | ------- | ------- | ------- | ------- | ------- | ------- | ------- | ------- | ------- | ------- | ------- | -------
[6 empty] | Balance |  |  | 1615.8395 | 1374.3571 | 1134.3425 | 947.902 | 779.5518 | 626.7694 | 503.1223 | 393.043 | 283.9637 | 174.8843 | 65.805 | -44.2743 | -153.3536 | -262.4329 | -372.5123 | -481.5916 | 1.807e-13 | 0 | 0 | 0 | 0 | 0 | 0 | 0 | 0 | 0 | 0 | 0 | 0 | 0 | 0 | 0 | 0 | 0 | 0 | 0 | 0 | 0 | 0 | 0 | 0 | 0 | 0 | 0 | 0 | 0 | 0 | 0 | 0 | 0 | 0 | 0 | 0 | 0 | 0 | 0 | 0 | 0 | 0 | 0 | 0 | 0 | 0 | 0 | 0 | 0 | 0 | 0 | 0 | 0 | 0 | 0 | 0 | 0 | 0 | 0 | 0 | 0 | 0 | 0 | 0 | 0 | 0 | 0 | 0 | 0 | 0 | 0 | 0 | 0 | 0 | 0 | 0 | 0 | 0 | 0 | 0 | 0 | 0 | 0
[6 empty] | Less state income tax |  |  | 137 | 117 | 96 | 81 | 66 | 53 | 43 | 33 | 24 | 15 | 6 | -4 | -13 | -22 | -32 | -41 | 0 | 0 | 0 | 0 | 0 | 0 | 0 | 0 | 0 | 0 | 0 | 0 | 0 | 0 | 0 | 0 | 0 | 0 | 0 | 0 | 0 | 0 | 0 | 0 | 0 | 0 | 0 | 0 | 0 | 0 | 0 | 0 | 0 | 0 | 0 | 0 | 0 | 0 | 0 | 0 | 0 | 0 | 0 | 0 | 0 | 0 | 0 | 0 | 0 | 0 | 0 | 0 | 0 | 0 | 0 | 0 | 0 | 0 | 0 | 0 | 0 | 0 | 0 | 0 | 0 | 0 | 0 | 0 | 0 | 0 | 0 | 0 | 0 | 0 | 0 | 0 | 0 | 0 | 0 | 0 | 0 | 0 | 0 | 0
[9 empty] | ------- | ------- | ------- | ------- | ------- | ------- | ------- | ------- | ------- | ------- | ------- | ------- | ------- | ------- | ------- | ------- | ------- | ------- | ------- | ------- | ------- | ------- | ------- | ------- | ------- | ------- | ------- | ------- | ------- | ------- | ------- | ------- | ------- | ------- | ------- | ------- | ------- | ------- | ------- | ------- | ------- | ------- | ------- | ------- | ------- | ------- | ------- | ------- | ------- | ------- | ------- | ------- | ------- | ------- | ------- | ------- | ------- | ------- | ------- | ------- | ------- | ------- | ------- | ------- | ------- | ------- | ------- | ------- | ------- | ------- | ------- | ------- | ------- | ------- | ------- | ------- | ------- | ------- | ------- | ------- | ------- | ------- | ------- | ------- | ------- | ------- | ------- | ------- | ------- | ------- | ------- | ------- | ------- | ------- | ------- | ------- | ------- | ------- | ------- | -------
[6 empty] | Taxable income |  |  | 1478.8395 | 1257.3571 | 1038.3425 | 866.902 | 713.5518 | 573.7694 | 460.1223 | 360.043 | 259.9637 | 159.8843 | 59.805 | -40.2743 | -140.3536 | -240.4329 | -340.5123 | -440.5916 | 1.807e-13 | 0 | 0 | 0 | 0 | 0 | 0 | 0 | 0 | 0 | 0 | 0 | 0 | 0 | 0 | 0 | 0 | 0 | 0 | 0 | 0 | 0 | 0 | 0 | 0 | 0 | 0 | 0 | 0 | 0 | 0 | 0 | 0 | 0 | 0 | 0 | 0 | 0 | 0 | 0 | 0 | 0 | 0 | 0 | 0 | 0 | 0 | 0 | 0 | 0 | 0 | 0 | 0 | 0 | 0 | 0 | 0 | 0 | 0 | 0 | 0 | 0 | 0 | 0 | 0 | 0 | 0 | 0 | 0 | 0 | 0 | 0 | 0 | 0 | 0 | 0 | 0 | 0 | 0 | 0 | 0 | 0 | 0 | 0
Federal Income Tax Calculation:
[6 empty] | Federal income tax before credit at 21% |  |  | 311 | 264 | 218 | 182 | 150 | 120 | 97 | 76 | 55 | 34 | 13 | -8 | -29 | -50 | -72 | -93 | 0 | 0 | 0 | 0 | 0 | 0 | 0 | 0 | 0 | 0 | 0 | 0 | 0 | 0 | 0 | 0 | 0 | 0 | 0 | 0 | 0 | 0 | 0 | 0 | 0 | 0 | 0 | 0 | 0 | 0 | 0 | 0 | 0 | 0 | 0 | 0 | 0 | 0 | 0 | 0 | 0 | 0 | 0 | 0 | 0 | 0 | 0 | 0 | 0 | 0 | 0 | 0 | 0 | 0 | 0 | 0 | 0 | 0 | 0 | 0 | 0 | 0 | 0 | 0 | 0 | 0 | 0 | 0 | 0 | 0 | 0 | 0 | 0 | 0 | 0 | 0 | 0 | 0 | 0 | 0 | 0 | 0 | 0 | 0
[6 empty] | Investment credit amortization |  |  | -775.7375 | -775.7375 | -775.7375 | -775.7375 | -775.7375 | -775.7375 | -775.7375 | -775.7375 | -775.7375 | -775.7375 | -775.7375 | -775.7375 | -775.7375 | -775.7375 | -775.7375 | -775.7375 | 0 | 0 | 0 | 0 | 0 | 0 | 0 | 0 | 0 | 0 | 0 | 0 | 0 | 0 | 0 | 0 | 0 | 0 | 0 | 0 | 0 | 0 | 0 | 0 | 0 | 0 | 0 | 0 | 0 | 0 | 0 | 0 | 0 | 0 | 0 | 0 | 0 | 0 | 0 | 0 | 0 | 0 | 0 | 0 | 0 | 0 | 0 | 0 | 0 | 0 | 0 | 0 | 0 | 0 | 0 | 0 | 0 | 0 | 0 | 0 | 0 | 0 | 0 | 0 | 0 | 0 | 0 | 0 | 0 | 0 | 0 | 0 | 0 | 0 | 0 | 0 | 0 | 0 | 0 | 0 | 0 | 0 | 0 | 0
[6 empty] | Production Tax Credit |  |  | 0 | 0 | 0 | 0 | 0 | 0 | 0 | 0 | 0 | 0 | 0 | 0 | 0 | 0 | 0 | 0 | 0 | 0 | 0 | 0 | 0 | 0 | 0 | 0 | 0 | 0 | 0 | 0 | 0 | 0 | 0 | 0 | 0 | 0 | 0 | 0 | 0 | 0 | 0 | 0 | 0 | 0 | 0 | 0 | 0 | 0 | 0 | 0 | 0 | 0 | 0 | 0 | 0 | 0 | 0 | 0 | 0 | 0 | 0 | 0 | 0 | 0 | 0 | 0 | 0 | 0 | 0 | 0 | 0 | 0 | 0 | 0 | 0 | 0 | 0 | 0 | 0 | 0 | 0 | 0 | 0 | 0 | 0 | 0 | 0 | 0 | 0 | 0 | 0 | 0 | 0 | 0 | 0 | 0 | 0 | 0 | 0 | 0 | 0 | 0
[6 empty] | Return of Recurring Level - Excess Deferred Tax |  |  | 0 | 0 | 0 | 0 | 0 | 0 | 0 | 0 | 0 | 0 | 0 | 0 | 0 | 0 | 0 | 0 | 0 | 0 | 0 | 0 | 0 | 0 | 0 | 0 | 0 | 0 | 0 | 0 | 0 | 0 | 0 | 0 | 0 | 0 | 0 | 0 | 0 | 0 | 0 | 0 | 0 | 0 | 0 | 0 | 0 | 0 | 0 | 0 | 0 | 0 | 0 | 0 | 0 | 0 | 0 | 0 | 0 | 0 | 0 | 0 | 0 | 0 | 0 | 0 | 0 | 0 | 0 | 0 | 0 | 0 | 0 | 0 | 0 | 0 | 0 | 0 | 0 | 0 | 0 | 0 | 0 | 0 | 0 | 0 | 0 | 0 | 0 | 0 | 0 | 0 | 0 | 0 | 0 | 0 | 0 | 0 | 0 | 0 | 0 | 0
[6 empty] | CAFC Perm |  |  | 0 | 0 | 0 | 0 | 0 | 0 | 0 | 0 | 0 | 0 | 0 | 0 | 0 | 0 | 0 | 0 | 0 | 0 | 0 | 0 | 0 | 0 | 0 | 0 | 0 | 0 | 0 | 0 | 0 | 0 | 0 | 0 | 0 | 0 | 0 | 0 | 0 | 0 | 0 | 0 | 0 | 0 | 0 | 0 | 0 | 0 | 0 | 0 | 0 | 0 | 0 | 0 | 0 | 0 | 0 | 0 | 0 | 0 | 0 | 0 | 0 | 0 | 0 | 0 | 0 | 0 | 0 | 0 | 0 | 0 | 0 | 0 | 0 | 0 | 0 | 0 | 0 | 0 | 0 | 0 | 0 | 0 | 0 | 0 | 0 | 0 | 0 | 0 | 0 | 0 | 0 | 0 | 0 | 0 | 0 | 0 | 0 | 0 | 0 | 0
[6 empty] | FAS 109 ITC Basis Adjustment |  |  | 0 | 0 | 0 | 0 | 0 | 0 | 0 | 0 | 0 | 0 | 0 | 0 | 0 | 0 | 0 | 0 | 0 | 0 | 0 | 0 | 0 | 0 | 0 | 0 | 0 | 0 | 0 | 0 | 0 | 0 | 0 | 0 | 0 | 0 | 0 | 0 | 0 | 0 | 0 | 0 | 0 | 0 | 0 | 0 | 0 | 0 | 0 | 0 | 0 | 0 | 0 | 0 | 0 | 0 | 0 | 0 | 0 | 0 | 0 | 0 | 0 | 0 | 0 | 0 | 0 | 0 | 0 | 0 | 0 | 0 | 0 | 0 | 0 | 0 | 0 | 0 | 0 | 0 | 0 | 0 | 0 | 0 | 0 | 0 | 0 | 0 | 0 | 0 | 0 | 0 | 0 | 0 | 0 | 0 | 0 | 0 | 0 | 0 | 0 | 0
[6 empty] | AFUDC Deferred Tax Adjustment |  |  | 0 | 0 | 0 | 0 | 0 | 0 | 0 | 0 | 0 | 0 | 0 | 0 | 0 | 0 | 0 | 0 | 0 | 0 | 0 | 0 | 0 | 0 | 0 | 0 | 0 | 0 | 0 | 0 | 0 | 0 | 0 | 0 | 0 | 0 | 0 | 0 | 0 | 0 | 0 | 0 | 0 | 0 | 0 | 0 | 0 | 0 | 0 | 0 | 0 | 0 | 0 | 0 | 0 | 0 | 0 | 0 | 0 | 0 | 0 | 0 | 0 | 0 | 0 | 0 | 0 | 0 | 0 | 0 | 0 | 0 | 0 | 0 | 0 | 0 | 0 | 0 | 0 | 0 | 0 | 0 | 0 | 0 | 0 | 0 | 0 | 0 | 0 | 0 | 0 | 0 | 0 | 0 | 0 | 0 | 0 | 0 | 0 | 0 | 0 | 0
[9 empty] | ------ | ------ | ------ | ------ | ------ | ------ | ------ | ------ | ------ | ------ | ------ | ------ | ------ | ------ | ------ | ------ | ------ | ------ | ------ | ------ | ------ | ------ | ------ | ------ | ------ | ------ | ------ | ------ | ------ | ------ | ------ | ------ | ------ | ------ | ------ | ------ | ------ | ------ | ------ | ------ | ------ | ------ | ------ | ------ | ------ | ------ | ------ | ------ | ------ | ------ | ------ | ------ | ------ | ------ | ------ | ------ | ------ | ------ | ------ | ------ | ------ | ------ | ------ | ------ | ------ | ------ | ------ | ------ | ------ | ------ | ------ | ------ | ------ | ------ | ------ | ------ | ------ | ------ | ------ | ------ | ------ | ------ | ------ | ------ | ------ | ------ | ------ | ------ | ------ | ------ | ------ | ------ | ------ | ------ | ------ | ------ | ------ | ------ | ------ | ------
[6 empty] | Federal income tax |  |  | -464.7375 | -511.7375 | -557.7375 | -593.7375 | -625.7375 | -655.7375 | -678.7375 | -699.7375 | -720.7375 | -741.7375 | -762.7375 | -783.7375 | -804.7375 | -825.7375 | -847.7375 | -868.7375 | 0 | 0 | 0 | 0 | 0 | 0 | 0 | 0 | 0 | 0 | 0 | 0 | 0 | 0 | 0 | 0 | 0 | 0 | 0 | 0 | 0 | 0 | 0 | 0 | 0 | 0 | 0 | 0 | 0 | 0 | 0 | 0 | 0 | 0 | 0 | 0 | 0 | 0 | 0 | 0 | 0 | 0 | 0 | 0 | 0 | 0 | 0 | 0 | 0 | 0 | 0 | 0 | 0 | 0 | 0 | 0 | 0 | 0 | 0 | 0 | 0 | 0 | 0 | 0 | 0 | 0 | 0 | 0 | 0 | 0 | 0 | 0 | 0 | 0 | 0 | 0 | 0 | 0 | 0 | 0 | 0 | 0 | 0 | 0
[9 empty] | ------ | ------ | ------ | ------ | ------ | ------ | ------ | ------ | ------ | ------ | ------ | ------ | ------ | ------ | ------ | ------ | ------ | ------ | ------ | ------ | ------ | ------ | ------ | ------ | ------ | ------ | ------ | ------ | ------ | ------ | ------ | ------ | ------ | ------ | ------ | ------ | ------ | ------ | ------ | ------ | ------ | ------ | ------ | ------ | ------ | ------ | ------ | ------ | ------ | ------ | ------ | ------ | ------ | ------ | ------ | ------ | ------ | ------ | ------ | ------ | ------ | ------ | ------ | ------ | ------ | ------ | ------ | ------ | ------ | ------ | ------ | ------ | ------ | ------ | ------ | ------ | ------ | ------ | ------ | ------ | ------ | ------ | ------ | ------ | ------ | ------ | ------ | ------ | ------ | ------ | ------ | ------ | ------ | ------ | ------ | ------ | ------ | ------ | ------ | ------
[6 empty] | Total Federal Income Taxes |  |  | -464.7375 | -511.7375 | -557.7375 | -593.7375 | -625.7375 | -655.7375 | -678.7375 | -699.7375 | -720.7375 | -741.7375 | -762.7375 | -783.7375 | -804.7375 | -825.7375 | -847.7375 | -868.7375 | 0 | 0 | 0 | 0 | 0 | 0 | 0 | 0 | 0 | 0 | 0 | 0 | 0 | 0 | 0 | 0 | 0 | 0 | 0 | 0 | 0 | 0 | 0 | 0 | 0 | 0 | 0 | 0 | 0 | 0 | 0 | 0 | 0 | 0 | 0 | 0 | 0 | 0 | 0 | 0 | 0 | 0 | 0 | 0 | 0 | 0 | 0 | 0 | 0 | 0 | 0 | 0 | 0 | 0 | 0 | 0 | 0 | 0 | 0 | 0 | 0 | 0 | 0 | 0 | 0 | 0 | 0 | 0 | 0 | 0 | 0 | 0 | 0 | 0 | 0 | 0 | 0 | 0 | 0 | 0 | 0 | 0 | 0 | 0
State Income Tax Calculation:
[6 empty] | Taxable income at 8.5% |  |  | 137 | 117 | 96 | 81 | 66 | 53 | 43 | 33 | 24 | 15 | 6 | -4 | -13 | -22 | -32 | -41 | 0 | 0 | 0 | 0 | 0 | 0 | 0 | 0 | 0 | 0 | 0 | 0 | 0 | 0 | 0 | 0 | 0 | 0 | 0 | 0 | 0 | 0 | 0 | 0 | 0 | 0 | 0 | 0 | 0 | 0 | 0 | 0 | 0 | 0 | 0 | 0 | 0 | 0 | 0 | 0 | 0 | 0 | 0 | 0 | 0 | 0 | 0 | 0 | 0 | 0 | 0 | 0 | 0 | 0 | 0 | 0 | 0 | 0 | 0 | 0 | 0 | 0 | 0 | 0 | 0 | 0 | 0 | 0 | 0 | 0 | 0 | 0 | 0 | 0 | 0 | 0 | 0 | 0 | 0 | 0 | 0 | 0 | 0 | 0
[6 empty] | Vermont income tax rate change adjustment |  |  | 0 | 0 | 0 | 0 | 0 | 0 | 0 | 0 | 0 | 0 | 0 | 0 | 0 | 0 | 0 | 0 | 0 | 0 | 0 | 0 | 0 | 0 | 0 | 0 | 0 | 0 | 0 | 0 | 0 | 0 | 0 | 0 | 0 | 0 | 0 | 0 | 0 | 0 | 0 | 0 | 0 | 0 | 0 | 0 | 0 | 0 | 0 | 0 | 0 | 0 | 0 | 0 | 0 | 0 | 0 | 0 | 0 | 0 | 0 | 0 | 0 | 0 | 0 | 0 | 0 | 0 | 0 | 0 | 0 | 0 | 0 | 0 | 0 | 0 | 0 | 0 | 0 | 0 | 0 | 0 | 0 | 0 | 0 | 0 | 0 | 0 | 0 | 0 | 0 | 0 | 0 | 0 | 0 | 0 | 0 | 0 | 0 | 0 | 0 | 0
[6 empty] | Vermont Solar ITC |  |  | 0 | 0 | 0 | 0 | 0 | 0 | 0 | 0 | 0 | 0 | 0 | 0 | 0 | 0 | 0 | 0 | 0 | 0 | 0 | 0 | 0 | 0 | 0 | 0 | 0 | 0 | 0 | 0 | 0 | 0 | 0 | 0 | 0 | 0 | 0 | 0 | 0 | 0 | 0 | 0 | 0 | 0 | 0 | 0 | 0 | 0 | 0 | 0 | 0 | 0 | 0 | 0 | 0 | 0 | 0 | 0 | 0 | 0 | 0 | 0 | 0 | 0 | 0 | 0 | 0 | 0 | 0 | 0 | 0 | 0 | 0 | 0 | 0 | 0 | 0 | 0 | 0 | 0 | 0 | 0 | 0 | 0 | 0 | 0 | 0 | 0 | 0 | 0 | 0 | 0 | 0 | 0 | 0 | 0 | 0 | 0 | 0 | 0 | 0 | 0
[6 empty] | ITC Basis Adj |  |  | 0 | 0 | 0 | 0 | 0 | 0 | 0 | 0 | 0 | 0 | 0 | 0 | 0 | 0 | 0 | 0 | 0 | 0 | 0 | 0 | 0 | 0 | 0 | 0 | 0 | 0 | 0 | 0 | 0 | 0 | 0 | 0 | 0 | 0 | 0 | 0 | 0 | 0 | 0 | 0 | 0 | 0 | 0 | 0 | 0 | 0 | 0 | 0 | 0 | 0 | 0 | 0 | 0 | 0 | 0 | 0 | 0 | 0 | 0 | 0 | 0 | 0 | 0 | 0 | 0 | 0 | 0 | 0 | 0 | 0 | 0 | 0 | 0 | 0 | 0 | 0 | 0 | 0 | 0 | 0 | 0 | 0 | 0 | 0 | 0 | 0 | 0 | 0 | 0 | 0 | 0 | 0 | 0 | 0 | 0 | 0 | 0 | 0 | 0 | 0
[6 empty] | AFUDC Deferred Tax Adj |  |  | 0 | 0 | 0 | 0 | 0 | 0 | 0 | 0 | 0 | 0 | 0 | 0 | 0 | 0 | 0 | 0 | 0 | 0 | 0 | 0 | 0 | 0 | 0 | 0 | 0 | 0 | 0 | 0 | 0 | 0 | 0 | 0 | 0 | 0 | 0 | 0 | 0 | 0 | 0 | 0 | 0 | 0 | 0 | 0 | 0 | 0 | 0 | 0 | 0 | 0 | 0 | 0 | 0 | 0 | 0 | 0 | 0 | 0 | 0 | 0 | 0 | 0 | 0 | 0 | 0 | 0 | 0 | 0 | 0 | 0 | 0 | 0 | 0 | 0 | 0 | 0 | 0 | 0 | 0 | 0 | 0 | 0 | 0 | 0 | 0 | 0 | 0 | 0 | 0 | 0 | 0 | 0 | 0 | 0 | 0 | 0 | 0 | 0 | 0 | 0
[9 empty] | ------ | ------ | ------ | ------ | ------ | ------ | ------ | ------ | ------ | ------ | ------ | ------ | ------ | ------ | ------ | ------ | ------ | ------ | ------ | ------ | ------ | ------ | ------ | ------ | ------ | ------ | ------ | ------ | ------ | ------ | ------ | ------ | ------ | ------ | ------ | ------ | ------ | ------ | ------ | ------ | ------ | ------ | ------ | ------ | ------ | ------ | ------ | ------ | ------ | ------ | ------ | ------ | ------ | ------ | ------ | ------ | ------ | ------ | ------ | ------ | ------ | ------ | ------ | ------ | ------ | ------ | ------ | ------ | ------ | ------ | ------ | ------ | ------ | ------ | ------ | ------ | ------ | ------ | ------ | ------ | ------ | ------ | ------ | ------ | ------ | ------ | ------ | ------ | ------ | ------ | ------ | ------ | ------ | ------ | ------ | ------ | ------ | ------ | ------ | ------
[6 empty] | Total State Income Taxes |  |  | 137 | 117 | 96 | 81 | 66 | 53 | 43 | 33 | 24 | 15 | 6 | -4 | -13 | -22 | -32 | -41 | 0 | 0 | 0 | 0 | 0 | 0 | 0 | 0 | 0 | 0 | 0 | 0 | 0 | 0 | 0 | 0 | 0 | 0 | 0 | 0 | 0 | 0 | 0 | 0 | 0 | 0 | 0 | 0 | 0 | 0 | 0 | 0 | 0 | 0 | 0 | 0 | 0 | 0 | 0 | 0 | 0 | 0 | 0 | 0 | 0 | 0 | 0 | 0 | 0 | 0 | 0 | 0 | 0 | 0 | 0 | 0 | 0 | 0 | 0 | 0 | 0 | 0 | 0 | 0 | 0 | 0 | 0 | 0 | 0 | 0 | 0 | 0 | 0 | 0 | 0 | 0 | 0 | 0 | 0 | 0 | 0 | 0 | 0 | 0
[9 empty] | ------- | ------- | ------- | ------- | ------- | ------- | ------- | ------- | ------- | ------- | ------- | ------- | ------- | ------- | ------- | ------- | ------- | ------- | ------- | ------- | ------- | ------- | ------- | ------- | ------- | ------- | ------- | ------- | ------- | ------- | ------- | ------- | ------- | ------- | ------- | ------- | ------- | ------- | ------- | ------- | ------- | ------- | ------- | ------- | ------- | ------- | ------- | ------- | ------- | ------- | ------- | ------- | ------- | ------- | ------- | ------- | ------- | ------- | ------- | ------- | ------- | ------- | ------- | ------- | ------- | ------- | ------- | ------- | ------- | ------- | ------- | ------- | ------- | ------- | ------- | ------- | ------- | ------- | ------- | ------- | ------- | ------- | ------- | ------- | ------- | ------- | ------- | ------- | ------- | ------- | ------- | ------- | ------- | ------- | ------- | ------- | ------- | ------- | ------- | -------
[6 empty] | TOTAL STATE AND FEDERAL INCOME TAX |  |  | -327.7375 | -394.7375 | -461.7375 | -512.7375 | -559.7375 | -602.7375 | -635.7375 | -666.7375 | -696.7375 | -726.7375 | -756.7375 | -787.7375 | -817.7375 | -847.7375 | -879.7375 | -909.7375 | 0 | 0 | 0 | 0 | 0 | 0 | 0 | 0 | 0 | 0 | 0 | 0 | 0 | 0 | 0 | 0 | 0 | 0 | 0 | 0 | 0 | 0 | 0 | 0 | 0 | 0 | 0 | 0 | 0 | 0 | 0 | 0 | 0 | 0 | 0 | 0 | 0 | 0 | 0 | 0 | 0 | 0 | 0 | 0 | 0 | 0 | 0 | 0 | 0 | 0 | 0 | 0 | 0 | 0 | 0 | 0 | 0 | 0 | 0 | 0 | 0 | 0 | 0 | 0 | 0 | 0 | 0 | 0 | 0 | 0 | 0 | 0 | 0 | 0 | 0 | 0 | 0 | 0 | 0 | 0 | 0 | 0 | 0 | 0
TAX CHECK:
[6 empty] | Pre tax income / (loss) |  |  | 1227.9707 | 986.4884 | 746.4738 | 560.0333 | 391.6831 | 238.9006 | 115.2536 | 5.1742 | -103.9051 | -212.9844 | -322.0637 | -432.143 | -541.2224 | -650.3017 | -760.381 | -869.4603 | 1.807e-13 | 0 | 0 | 0 | 0 | 0 | 0 | 0 | 0 | 0 | 0 | 0 | 0 | 0 | 0 | 0 | 0 | 0 | 0 | 0 | 0 | 0 | 0 | 0 | 0 | 0 | 0 | 0 | 0 | 0 | 0 | 0 | 0 | 0 | 0 | 0 | 0 | 0 | 0 | 0 | 0 | 0 | 0 | 0 | 0 | 0 | 0 | 0 | 0 | 0 | 0 | 0 | 0 | 0 | 0 | 0 | 0 | 0 | 0 | 0 | 0 | 0 | 0 | 0 | 0 | 0 | 0 | 0 | 0 | 0 | 0 | 0 | 0 | 0 | 0 | 0 | 0 | 0 | 0 | 0 | 0 | 0 | 0 | 0
[6 empty] | Permanent Difference |  |  | 387.8688 | 387.8688 | 387.8688 | 387.8688 | 387.8688 | 387.8688 | 387.8688 | 387.8688 | 387.8688 | 387.8688 | 387.8688 | 387.8688 | 387.8688 | 387.8688 | 387.8688 | 387.8688 | 0 | 0 | 0 | 0 | 0 | 0 | 0 | 0 | 0 | 0 | 0 | 0 | 0 | 0 | 0 | 0 | 0 | 0 | 0 | 0 | 0 | 0 | 0 | 0 | 0 | 0 | 0 | 0 | 0 | 0 | 0 | 0 | 0 | 0 | 0 | 0 | 0 | 0 | 0 | 0 | 0 | 0 | 0 | 0 | 0 | 0 | 0 | 0 | 0 | 0 | 0 | 0 | 0 | 0 | 0 | 0 | 0 | 0 | 0 | 0 | 0 | 0 | 0 | 0 | 0 | 0 | 0 | 0 | 0 | 0 | 0 | 0 | 0 | 0 | 0 | 0 | 0 | 0 | 0 | 0 | 0 | 0 | 0 | 0
[6 empty] | Adjusted taxable income |  |  | 1615.8395 | 1374.3571 | 1134.3425 | 947.902 | 779.5518 | 626.7694 | 503.1223 | 393.043 | 283.9637 | 174.8843 | 65.805 | -44.2743 | -153.3536 | -262.4329 | -372.5123 | -481.5916 | 1.807e-13 | 0 | 0 | 0 | 0 | 0 | 0 | 0 | 0 | 0 | 0 | 0 | 0 | 0 | 0 | 0 | 0 | 0 | 0 | 0 | 0 | 0 | 0 | 0 | 0 | 0 | 0 | 0 | 0 | 0 | 0 | 0 | 0 | 0 | 0 | 0 | 0 | 0 | 0 | 0 | 0 | 0 | 0 | 0 | 0 | 0 | 0 | 0 | 0 | 0 | 0 | 0 | 0 | 0 | 0 | 0 | 0 | 0 | 0 | 0 | 0 | 0 | 0 | 0 | 0 | 0 | 0 | 0 | 0 | 0 | 0 | 0 | 0 | 0 | 0 | 0 | 0 | 0 | 0 | 0 | 0 | 0 | 0 | 0
[6 empty] | Statutory rate |  |  | 27.71% | 27.71% | 27.71% | 27.71% | 27.71% | 27.71% | 27.71% | 27.71% | 27.71% | 27.71% | 27.71% | 27.71% | 27.71% | 27.71% | 27.71% | 27.71% | 27.71% | 27.71% | 27.71% | 27.71% | 27.71% | 27.71% | 27.71% | 27.71% | 27.71% | 27.71% | 27.71% | 27.71% | 27.71% | 27.71% | 27.71% | 27.71% | 27.71% | 27.71% | 27.71% | 27.71% | 27.71% | 27.71% | 27.71% | 27.71% | 27.71% | 27.71% | 27.71% | 27.71% | 27.71% | 27.71% | 27.71% | 27.71% | 27.71% | 27.71% | 27.71% | 27.71% | 27.71% | 27.71% | 27.71% | 27.71% | 27.71% | 27.71% | 27.71% | 27.71% | 27.71% | 27.71% | 27.71% | 27.71% | 27.71% | 27.71% | 27.71% | 27.71% | 27.71% | 27.71% | 27.71% | 27.71% | 27.71% | 27.71% | 27.71% | 27.71% | 27.71% | 27.71% | 27.71% | 27.71% | 27.71% | 27.71% | 27.71% | 27.71% | 27.71% | 27.71% | 27.71% | 27.71% | 27.71% | 27.71% | 27.71% | 27.71% | 27.71% | 27.71% | 27.71% | 27.71% | 27.71% | 27.71% | 27.71% | 27.71%
[6 empty] | Income tax |  |  | 448 | 381 | 314 | 263 | 216 | 174 | 139 | 109 | 79 | 48 | 18 | -12 | -43 | -73 | -103 | -133 | 0 | 0 | 0 | 0 | 0 | 0 | 0 | 0 | 0 | 0 | 0 | 0 | 0 | 0 | 0 | 0 | 0 | 0 | 0 | 0 | 0 | 0 | 0 | 0 | 0 | 0 | 0 | 0 | 0 | 0 | 0 | 0 | 0 | 0 | 0 | 0 | 0 | 0 | 0 | 0 | 0 | 0 | 0 | 0 | 0 | 0 | 0 | 0 | 0 | 0 | 0 | 0 | 0 | 0 | 0 | 0 | 0 | 0 | 0 | 0 | 0 | 0 | 0 | 0 | 0 | 0 | 0 | 0 | 0 | 0 | 0 | 0 | 0 | 0 | 0 | 0 | 0 | 0 | 0 | 0 | 0 | 0 | 0 | 0
[6 empty] | ITC Amortization |  |  | -775.7375 | -775.7375 | -775.7375 | -775.7375 | -775.7375 | -775.7375 | -775.7375 | -775.7375 | -775.7375 | -775.7375 | -775.7375 | -775.7375 | -775.7375 | -775.7375 | -775.7375 | -775.7375 | 0 | 0 | 0 | 0 | 0 | 0 | 0 | 0 | 0 | 0 | 0 | 0 | 0 | 0 | 0 | 0 | 0 | 0 | 0 | 0 | 0 | 0 | 0 | 0 | 0 | 0 | 0 | 0 | 0 | 0 | 0 | 0 | 0 | 0 | 0 | 0 | 0 | 0 | 0 | 0 | 0 | 0 | 0 | 0 | 0 | 0 | 0 | 0 | 0 | 0 | 0 | 0 | 0 | 0 | 0 | 0 | 0 | 0 | 0 | 0 | 0 | 0 | 0 | 0 | 0 | 0 | 0 | 0 | 0 | 0 | 0 | 0 | 0 | 0 | 0 | 0 | 0 | 0 | 0 | 0 | 0 | 0 | 0 | 0
[6 empty] | Net Income Tax Expense/(Benefit) |  |  | -327.7375 | -394.7375 | -461.7375 | -512.7375 | -559.7375 | -601.7375 | -636.7375 | -666.7375 | -696.7375 | -727.7375 | -757.7375 | -787.7375 | -818.7375 | -848.7375 | -878.7375 | -908.7375 | 0 | 0 | 0 | 0 | 0 | 0 | 0 | 0 | 0 | 0 | 0 | 0 | 0 | 0 | 0 | 0 | 0 | 0 | 0 | 0 | 0 | 0 | 0 | 0 | 0 | 0 | 0 | 0 | 0 | 0 | 0 | 0 | 0 | 0 | 0 | 0 | 0 | 0 | 0 | 0 | 0 | 0 | 0 | 0 | 0 | 0 | 0 | 0 | 0 | 0 | 0 | 0 | 0 | 0 | 0 | 0 | 0 | 0 | 0 | 0 | 0 | 0 | 0 | 0 | 0 | 0 | 0 | 0 | 0 | 0 | 0 | 0 | 0 | 0 | 0 | 0 | 0 | 0 | 0 | 0 | 0 | 0 | 0 | 0
[6 empty] | Net Income / (Loss) |  |  | 1555.7082 | 1381.2259 | 1208.2113 | 1072.7708 | 951.4206 | 840.6381 | 751.9911 | 671.9117 | 592.8324 | 514.7531 | 435.6738 | 355.5945 | 277.5151 | 198.4358 | 118.3565 | 39.2772 | 1.807e-13 | 0 | 0 | 0 | 0 | 0 | 0 | 0 | 0 | 0 | 0 | 0 | 0 | 0 | 0 | 0 | 0 | 0 | 0 | 0 | 0 | 0 | 0 | 0 | 0 | 0 | 0 | 0 | 0 | 0 | 0 | 0 | 0 | 0 | 0 | 0 | 0 | 0 | 0 | 0 | 0 | 0 | 0 | 0 | 0 | 0 | 0 | 0 | 0 | 0 | 0 | 0 | 0 | 0 | 0 | 0 | 0 | 0 | 0 | 0 | 0 | 0 | 0 | 0 | 0 | 0 | 0 | 0 | 0 | 0 | 0 | 0 | 0 | 0 | 0 | 0 | 0 | 0 | 0 | 0 | 0 | 0 | 0 | 0
[6 empty] | Variance |  |  | -0.29178 | 0.22588 | 0.21128 | -0.22921 | -0.57941 | 0.63811 | -0.0089309 | -0.088254 | -0.16758 | -0.2469 | -0.32622 | -0.40555 | -0.48487 | -0.56419 | 0.35648 | 0.27716 | 1.807e-13 | 0 | 0 | 0 | 0 | 0 | 0 | 0 | 0 | 0 | 0 | 0 | 0 | 0 | 0 | 0 | 0 | 0 | 0 | 0 | 0 | 0 | 0 | 0 | 0 | 0 | 0 | 0 | 0 | 0 | 0 | 0 | 0 | 0 | 0 | 0 | 0 | 0 | 0 | 0 | 0 | 0 | 0 | 0 | 0 | 0 | 0 | 0 | 0 | 0 | 0 | 0 | 0 | 0 | 0 | 0 | 0 | 0 | 0 | 0 | 0 | 0 | 0 | 0 | 0 | 0 | 0 | 0 | 0 | 0 | 0 | 0 | 0 | 0 | 0 | 0 | 0 | 0 | 0 | 0 | 0 | 0 | 0 | 0
[6 empty] | Retail Revenue |  |  | 1879.7956 | 1565.2488 | 1252.7844 | 1009.6282 | 790.4626 | 590.29 | 430.1033 | 286.9095 | 144.7158 | 2.522 | -139.6718 | -282.8655 | -425.0593 | -567.2531 | -711.4468 | -853.6406 | 2.5637e-13 | 0 | 0 | 0 | 0 | 0 | 0 | 0 | 0 | 0 | 0 | 0 | 0 | 0 | 0 | 0 | 0 | 0 | 0 | 0 | 0 | 0 | 0 | 0 | 0 | 0 | 0 | 0 | 0 | 0 | 0 | 0 | 0 | 0 | 0 | 0 | 0 | 0 | 0 | 0 | 0 | 0 | 0 | 0 | 0 | 0 | 0 | 0 | 0 | 0 | 0 | 0 | 0 | 0 | 0 | 0 | 0 | 0 | 0 | 0 | 0 | 0 | 0 | 0 | 0 | 0 | 0 | 0 | 0 | 0 | 0 | 0 | 0 | 0 | 0 | 0 | 0 | 0 | 0 | 0 | 0 | 0 | 0 | 0
[6 empty] | Interest Expense |  |  | -651.5623 | -578.4979 | -506.0481 | -449.3324 | -398.517 | -352.1269 | -314.5872 | -281.4728 | -248.3583 | -215.2439 | -182.1295 | -149.015 | -115.9006 | -82.7861 | -49.6717 | -16.5572 | -7.5667e-14 | 0 | 0 | 0 | 0 | 0 | 0 | 0 | 0 | 0 | 0 | 0 | 0 | 0 | 0 | 0 | 0 | 0 | 0 | 0 | 0 | 0 | 0 | 0 | 0 | 0 | 0 | 0 | 0 | 0 | 0 | 0 | 0 | 0 | 0 | 0 | 0 | 0 | 0 | 0 | 0 | 0 | 0 | 0 | 0 | 0 | 0 | 0 | 0 | 0 | 0 | 0 | 0 | 0 | 0 | 0 | 0 | 0 | 0 | 0 | 0 | 0 | 0 | 0 | 0 | 0 | 0 | 0 | 0 | 0 | 0 | 0 | 0 | 0 | 0 | 0 | 0 | 0 | 0 | 0 | 0 | 0 | 0 | 0
[6 empty] | Income tax expense / (Benefit) |  |  | -327.7375 | -394.7375 | -461.7375 | -512.7375 | -559.7375 | -601.7375 | -636.7375 | -666.7375 | -696.7375 | -727.7375 | -757.7375 | -787.7375 | -818.7375 | -848.7375 | -878.7375 | -908.7375 | 0 | 0 | 0 | 0 | 0 | 0 | 0 | 0 | 0 | 0 | 0 | 0 | 0 | 0 | 0 | 0 | 0 | 0 | 0 | 0 | 0 | 0 | 0 | 0 | 0 | 0 | 0 | 0 | 0 | 0 | 0 | 0 | 0 | 0 | 0 | 0 | 0 | 0 | 0 | 0 | 0 | 0 | 0 | 0 | 0 | 0 | 0 | 0 | 0 | 0 | 0 | 0 | 0 | 0 | 0 | 0 | 0 | 0 | 0 | 0 | 0 | 0 | 0 | 0 | 0 | 0 | 0 | 0 | 0 | 0 | 0 | 0 | 0 | 0 | 0 | 0 | 0 | 0 | 0 | 0 | 0 | 0 | 0 | 0
[6 empty] | net income |  |  | 1556 | 1381 | 1208 | 1073 | 952 | 840 | 752 | 672 | 593 | 515 | 436 | 356 | 278 | 199 | 118 | 39 | 0 | 0 | 0 | 0 | 0 | 0 | 0 | 0 | 0 | 0 | 0 | 0 | 0 | 0 | 0 | 0 | 0 | 0 | 0 | 0 | 0 | 0 | 0 | 0 | 0 | 0 | 0 | 0 | 0 | 0 | 0 | 0 | 0 | 0 | 0 | 0 | 0 | 0 | 0 | 0 | 0 | 0 | 0 | 0 | 0 | 0 | 0 | 0 | 0 | 0 | 0 | 0 | 0 | 0 | 0 | 0 | 0 | 0 | 0 | 0 | 0 | 0 | 0 | 0 | 0 | 0 | 0 | 0 | 0 | 0 | 0 | 0 | 0 | 0 | 0 | 0 | 0 | 0 | 0 | 0 | 0 | 0 | 0 | 0
[6 empty] | Income Tax |  |  | -327.7375 | -394.7375 | -461.7375 | -512.7375 | -559.7375 | -602.7375 | -635.7375 | -666.7375 | -696.7375 | -726.7375 | -756.7375 | -787.7375 | -817.7375 | -847.7375 | -879.7375 | -909.7375 | 0 | 0 | 0 | 0 | 0 | 0 | 0 | 0 | 0 | 0 | 0 | 0 | 0 | 0 | 0 | 0 | 0 | 0 | 0 | 0 | 0 | 0 | 0 | 0 | 0 | 0 | 0 | 0 | 0 | 0 | 0 | 0 | 0 | 0 | 0 | 0 | 0 | 0 | 0 | 0 | 0 | 0 | 0 | 0 | 0 | 0 | 0 | 0 | 0 | 0 | 0 | 0 | 0 | 0 | 0 | 0 | 0 | 0 | 0 | 0 | 0 | 0 | 0 | 0 | 0 | 0 | 0 | 0 | 0 | 0 | 0 | 0 | 0 | 0 | 0 | 0 | 0 | 0 | 0 | 0 | 0 | 0 | 0 | 0
[6 empty] | Capital and Carrying Cost total |  |  | 3933.6069 | 3619.0601 | 3306.5957 | 3063.4395 | 2844.274 | 2644.1014 | 2483.9146 | 2340.7209 | 2198.5271 | 2056.3333 | 1914.1396 | 1770.9458 | 1628.752 | 1486.5583 | 1342.3645 | 1200.1707 | 2.5637e-13 | 0 | 0 | 0 | 0 | 0 | 0 | 0 | 0 | 0 | 0 | 0 | 0 | 0 | 0 | 0 | 0 | 0 | 0 | 0 | 0 | 0 | 0 | 0 | 0 | 0 | 0 | 0 | 0 | 0 | 0 | 0 | 0 | 0 | 0 | 0 | 0 | 0 | 0 | 0 | 0 | 0 | 0 | 0 | 0 | 0 | 0 | 0 | 0 | 0 | 0 | 0 | 0 | 0 | 0 | 0 | 0 | 0 | 0 | 0 | 0 | 0 | 0 | 0 | 0 | 0 | 0 | 0 | 0 | 0 | 0 | 0 | 0 | 0 | 0 | 0 | 0 | 0 | 0 | 0 | 0 | 0 | 0 | 0
[6 empty] | Capitalized A&G |  | -1606.4813 | 0 | 0 | 0 | 0 | 0 | 0 | 0 | 0 | 0 | 0 | 0 | 0 | 0 | 0 | 0 | 0 | 0 | 0 | 0 | 0 | 0 | 0 | 0 | 0 | 0 | 0 | 0 | 0 | 0 | 0 | 0 | 0 | 0 | 0 | 0 | 0 | 0 | 0 | 0 | 0 | 0 | 0 | 0 | 0 | 0 | 0 | 0 | 0 | 0 | 0 | 0 | 0 | 0 | 0 | 0 | 0 | 0 | 0 | 0 | 0 | 0 | 0 | 0 | 0 | 0 | 0 | 0 | 0 | 0 | 0 | 0 | 0 | 0 | 0 | 0 | 0 | 0 | 0 | 0 | 0 | 0 | 0 | 0 | 0 | 0 | 0 | 0 | 0 | 0 | 0 | 0 | 0 | 0 | 0 | 0 | 0 | 0 | 0 | 0 | 0
[6 empty] | Revenue Requirement | 25370.6793 | -1606.4813 | 3933.6069 | 3619.0601 | 3306.5957 | 3063.4395 | 2844.274 | 2644.1014 | 2483.9146 | 2340.7209 | 2198.5271 | 2056.3333 | 1914.1396 | 1770.9458 | 1628.752 | 1486.5583 | 1342.3645 | 1200.1707 | 2.5637e-13 | 0 | 0 | 0 | 0 | 0 | 0 | 0 | 0 | 0 | 0 | 0 | 0 | 0 | 0 | 0 | 0 | 0 | 0 | 0 | 0 | 0 | 0 | 0 | 0 | 0 | 0 | 0 | 0 | 0 | 0 | 0 | 0 | 0 | 0 | 0 | 0 | 0 | 0 | 0 | 0 | 0 | 0 | 0 | 0 | 0 | 0 | 0 | 0 | 0 | 0 | 0 | 0 | 0 | 0 | 0 | 0 | 0 | 0 | 0 | 0 | 0 | 0 | 0 | 0 | 0 | 0 | 0 | 0 | 0 | 0 | 0 | 0 | 0 | 0 | 0 | 0 | 0 | 0 | 0 | 0 | 0 | 0 | 0
[6 empty] | Discounted Revenue Requirement | 25370.6793 | -1606.4813 | 3694.5519 | 3192.548 | 2739.6403 | 2383.9249 | 2078.8613 | 1815.1102 | 1601.5201 | 1417.4774 | 1250.4582 | 1098.5041 | 960.4009 | 834.5552 | 720.9009 | 617.9785 | 524.1224 | 440.125 | 8.8301e-14 | 0 | 0 | 0 | 0 | 0 | 0 | 0 | 0 | 0 | 0 | 0 | 0 | 0 | 0 | 0 | 0 | 0 | 0 | 0 | 0 | 0 | 0 | 0 | 0 | 0 | 0 | 0 | 0 | 0 | 0 | 0 | 0 | 0 | 0 | 0 | 0 | 0 | 0 | 0 | 0 | 0 | 0 | 0 | 0 | 0 | 0 | 0 | 0 | 0 | 0 | 0 | 0 | 0 | 0 | 0 | 0 | 0 | 0 | 0 | 0 | 0 | 0 | 0 | 0 | 0 | 0 | 0 | 0 | 0 | 0 | 0 | 0 | 0 | 0 | 0 | 0 | 0 | 0 | 0 | 0 | 0 | 0 | 0
[6 empty] | Gross Revenue Tax |  |  | 40.3195 | 37.0954 | 33.8926 | 31.4003 | 29.1538 | 27.102 | 25.4601 | 23.9924 | 22.5349 | 21.0774 | 19.6199 | 18.1522 | 16.6947 | 15.2372 | 13.7592 | 12.3017 | 2.6277e-15 | 0 | 0 | 0 | 0 | 0 | 0 | 0 | 0 | 0 | 0 | 0 | 0 | 0 | 0 | 0 | 0 | 0 | 0 | 0 | 0 | 0 | 0 | 0 | 0 | 0 | 0 | 0 | 0 | 0 | 0 | 0 | 0 | 0 | 0 | 0 | 0 | 0 | 0 | 0 | 0 | 0 | 0 | 0 | 0 | 0 | 0 | 0 | 0 | 0 | 0 | 0 | 0 | 0 | 0 | 0 | 0 | 0 | 0 | 0 | 0 | 0 | 0 | 0 | 0 | 0 | 0 | 0 | 0 | 0 | 0 | 0 | 0 | 0 | 0 | 0 | 0 | 0 | 0 | 0 | 0 | 0 | 0 | 0
[6 empty] | Revenue Requirement adjusted for Gross Revenue Tax |  |  | 3973.9264 | 3656.1555 | 3340.4883 | 3094.8398 | 2873.4278 | 2671.2034 | 2509.3748 | 2364.7133 | 2221.062 | 2077.4107 | 1933.7595 | 1789.098 | 1645.4467 | 1501.7955 | 1356.1237 | 1212.4725 | 2.5899e-13 | 0 | 0 | 0 | 0 | 0 | 0 | 0 | 0 | 0 | 0 | 0 | 0 | 0 | 0 | 0 | 0 | 0 | 0 | 0 | 0 | 0 | 0 | 0 | 0 | 0 | 0 | 0 | 0 | 0 | 0 | 0 | 0 | 0 | 0 | 0 | 0 | 0 | 0 | 0 | 0 | 0 | 0 | 0 | 0 | 0 | 0 | 0 | 0 | 0 | 0 | 0 | 0 | 0 | 0 | 0 | 0 | 0 | 0 | 0 | 0 | 0 | 0 | 0 | 0 | 0 | 0 | 0 | 0 | 0 | 0 | 0 | 0 | 0 | 0 | 0 | 0 | 0 | 0 | 0 | 0 | 0 | 0 | 0
Financial Inputs
|  |  | Weighted | Weighted | Weighted
| Share | Cost | Pre-Tax | ROR | After-Tax
Equity | 49.81% | 9.972% | 6.87% | 4.967% | 4.967%
Preferred | 0% | 0% | 0% | 0% | 0%
Debt | 50.19% | 4.144% | 2.08% | 2.08% | 1.503%
|  |  | 8.95% | 7.047% | 6.47%
MACRS Rates
Number of years | 5
Year | Rate
1 | 20% | half year convention
2 | 32%
3 | 19.2%
4 | 11.52%
5 | 11.52%
6 | 5.76%
7
8
9
10
11
12
13
14
15
16
17
18
19
20
21
22
23
24
25
26
27
28
29
30
31
32
33
34
35
36
37
38
39
40
41
42
43
44
45
46
47
48
49
50
51
52
53
54
55
56
57
58
59
60
61
62
63
64
65
66
67
68
69
70
71
72
73
74
75
76
77
78
79
80
81
82
83
84
85
86
87
88
89
90
91
92
93
94
95
96
97
98
99
100

## Res Package
|  |  | Unit | notes |  |  |  |  | # homes | Solar Output (kWh) | Solar system size (kW) | Annual kWh consumption
| Rate Escalation | 2% | [5 empty] | townhouse | 20 | 4489.5 | 4.1 | 12000
| Annual Consumption | 13200 | kWh | All Electric Home Consumption (No EV) weighted average |  |  |  | single family | 20 | 8979 | 8.2 | 14400
| Annual EV Consumption | 3000 | kWh
| eRate Breakeven Point | 8700 | kWh | 6600
| % of solar self-consumed | 0% |  | Percentage of solar generation that is consumed immidiatly (not % of house load) |  |  |  |  | 21% is typcial self-consumption
| Average Resi Consumption | 6600 | kWh
| Customers with EV | 50%
| Power Supply Margin | 0.07 |  | Estimated marginal cost of Rate 01 above the variable Power Supply Components
| Solar Annual Output Yr 1 | 6734.25 | kWh | Weighted average of 8.2kW systems on single family homes and 4.1kW systems on townhomes
| Degradation Factor | 0.5% |  | Annual Degradation of Solar
| Levelized Solar Value | 0.119 | /kWh | Current GMP forecast for levelized avoided value of Solar including REC
| Levelized Solar Cost | 0.202 | /kWh | Based on GMP Ownership Model including 30% ITC
| Levelized Net Metering Cost | 0.228 | /kWh | Based on 2025 net Metering rates going out 25 years
| Margin Returned in eRate | 0.06
|  | Year |  | 2025 | 2026 | 2027 | 2028 | 2029 | 2030 | 2031 | 2032 | 2033 | 2034 | 2035 | 2036 | 2037 | 2038 | 2039 | 2040 | 2041 | 2042 | 2043 | 2044 | 2045 | 2046 | 2047 | 2048 | 2049 | 2050
|  | Solar Production (kWh) |  | 6734.25 | 6700.5787 | 6667.0759 | 6633.7405 | 6600.5718 | 6567.5689 | 6534.7311 | 6502.0574 | 6469.5471 | 6437.1994 | 6405.0134 | 6372.9883 | 6341.1234 | 6309.4178 | 6277.8707 | 6246.4813 | 6215.2489 | 6184.1727 | 6153.2518 | 6122.4856 | 6091.8731 | 6061.4138 | 6031.1067 | 6000.9512 | 5970.9464 | 5941.0917
|  | Solar exported to grid (kWh) |  | 6734.25 | 6700.5787 | 6667.0759 | 6633.7405 | 6600.5718 | 6567.5689 | 6534.7311 | 6502.0574 | 6469.5471 | 6437.1994 | 6405.0134 | 6372.9883 | 6341.1234 | 6309.4178 | 6277.8707 | 6246.4813 | 6215.2489 | 6184.1727 | 6153.2518 | 6122.4856 | 6091.8731 | 6061.4138 | 6031.1067 | 6000.9512 | 5970.9464 | 5941.0917
Flows to full program |  | Avoided Value of Solar |  | 801.3757 | 797.3689 | 793.382 | 789.4151 | 785.468 | 781.5407 | 777.633 | 773.7448 | 769.8761 | 766.0267 | 762.1966 | 758.3856 | 754.5937 | 750.8207 | 747.0666 | 743.3313 | 739.6146 | 735.9165 | 732.237 | 728.5758 | 724.9329 | 721.3082 | 717.7017 | 714.1132 | 710.5426 | 706.9899
Flows to full program |  | GMP Solar Cost |  | -1360.3185 | -1353.5169 | -1346.7493 | -1340.0156 | -1333.3155 | -1326.6489 | -1320.0157 | -1313.4156 | -1306.8485 | -1300.3143 | -1293.8127 | -1287.3436 | -1280.9069 | -1274.5024 | -1268.1299 | -1261.7892 | -1255.4803 | -1249.2029 | -1242.9569 | -1236.7421 | -1230.5584 | -1224.4056 | -1218.2836 | -1212.1921 | -1206.1312 | -1200.1005
Flows to full program |  | Customer Marginal Contribution |  | 297 | 297 | 297 | 297 | 297 | 297 | 297 | 297 | 297 | 297 | 297 | 297 | 297 | 297 | 297 | 297 | 297 | 297 | 297 | 297 | 297 | 297 | 297 | 297 | 297 | 297
|  | Marginal Value Returned in eRate |  | 270 | 270 | 270 | 270 | 270 | 270 | 270 | 270 | 270 | 270 | 270 | 270 | 270 | 270 | 270 | 270 | 270 | 270 | 270 | 270 | 270 | 270 | 270 | 270 | 270 | 270
Comparison to cost of Net Metering
|  | Net Metering cost of solar |  | -1535.409 | -1527.732 | -1520.0933 | -1512.4928 | -1504.9304 | -1497.4057 | -1489.9187 | -1482.4691 | -1475.0567 | -1467.6815 | -1460.3431 | -1453.0413 | -1445.7761 | -1438.5473 | -1431.3545 | -1424.1977 | -1417.0768 | -1409.9914 | -1402.9414 | -1395.9267 | -1388.9471 | -1382.0023 | -1375.0923 | -1368.2169 | -1361.3758 | -1354.5689
|  | Customer solar payment |  | 0 | 0 | 0 | 0 | 0 | 0 | 0 | 0 | 0 | 0 | 0 | 0 | 0 | 0 | 0 | 0 | 0 | 0 | 0 | 0 | 0 | 0 | 0 | 0 | 0 | 0
|  | Net Cost of Net Metering |  | -734.0333 | -730.3631 | -726.7113 | -723.0777 | -719.4623 | -715.865 | -712.2857 | -708.7243 | -705.1806 | -701.6547 | -698.1465 | -694.6557 | -691.1824 | -687.7265 | -684.2879 | -680.8665 | -677.4621 | -674.0748 | -670.7044 | -667.3509 | -664.0142 | -660.6941 | -657.3906 | -654.1037 | -650.8332 | -647.579
|  | Net Cost GMP solar |  | -558.9428 | -556.148 | -553.3673 | -550.6005 | -547.8475 | -545.1082 | -542.3827 | -539.6708 | -536.9724 | -534.2875 | -531.6161 | -528.958 | -526.3132 | -523.6817 | -521.0633 | -518.458 | -515.8657 | -513.2863 | -510.7199 | -508.1663 | -505.6255 | -503.0973 | -500.5819 | -498.0789 | -495.5886 | -493.1106
|  | Difference |  | -175.0905 | -174.215 | -173.344 | -172.4773 | -171.6149 | -170.7568 | -169.903 | -169.0535 | -168.2082 | -167.3672 | -166.5303 | -165.6977 | -164.8692 | -164.0449 | -163.2246 | -162.4085 | -161.5965 | -160.7885 | -159.9845 | -159.1846 | -158.3887 | -157.5968 | -156.8088 | -156.0247 | -155.2446 | -154.4684
Note on L2: [Threaded comment] Your version of Excel allows you to read this threaded comment; however, any edits to it will get removed if the file is opened in a newer version of Excel. Learn more: https://go.microsoft.com/fwlink/?linkid=870924 Comment: Updated from first phase to 12.5% capacity factor
Note on L3: [Threaded comment] Your version of Excel allows you to read this threaded comment; however, any edits to it will get removed if the file is opened in a newer version of Excel. Learn more: https://go.microsoft.com/fwlink/?linkid=870924 Comment: Updated from first pilot to 12.5% capacity factor

## eRate
Monthly Consumption - Avg User | 600 |  |  | Rate 1
Monthly Consumption OBB (winter only) | 1724 |  |  | $/kWh | 0.21457
Monthly Consumption - OBB (Summer only) | 676.56 |  |  | per day | 0.626
Days in Month | 30
E-Rate
Winter months | 5 |  |  | per day | 1.3354 | Weight
Winter kWh | 8620 |  |  | first 725 kWh | 0.18521 | 0.029355
Summer kWh | 4735.92 |  |  | > 725 kWh | 0.18521
Annual Breakeven | 8700
Additional Annual Electrification | 4655.92
First Block kWh | 725
Lifetime Benefit/ekWh | 0.029355
Avg Annual Benefit Returned To Customer (25yr) | 136.6748
[7 empty] | 1,516 kWh/month |  |  |  | 916 kWh/month
|  | Average kWh | Rate 1 | E-Rate | Energy Savings |  | kWh | Rate 1 | E-Rate | Energy Savings | kWh | Rate 1 | E-Rate | Savings
January | W | 1926 | 432.0418 | 396.7864 | 35.2554 |  | 3030.088 | 668.946 | 601.28 | 67.666 | 1825 | 410.3703 | 378.0797 | 32.2906
February | W | 2299 | 512.0764 | 465.8716 | 46.2048 |  | 2172.959 | 485.0318 | 442.5269 | 42.5049 | 1748 | 393.8484 | 363.8181 | 30.0302
March | W | 1866 | 419.1676 | 385.6735 | 33.4941 |  | 1488.555 | 338.1792 | 315.7651 | 22.4142 | 1463 | 332.6959 | 311.0319 | 21.664
April | S | 1264 | 289.9965 | 274.1741 | 15.8224 |  | 947.439 | 222.072 | 215.5423 | 6.5297 | 990 | 231.2043 | 223.4252 | 7.7791
May | S | 738 | 177.1327 | 176.751 | 0.38162 |  | 750 | 179.7075 | 178.9736 | 0.73388 | 606 | 148.8094 | 152.3027 | -3.4933
June | S | 568 | 140.6558 | 145.2645 | -4.6087 |  | 968.588 | 226.6099 | 219.4594 | 7.1505 | 507 | 127.567 | 133.9664 | -6.3994
July | S | 627 | 153.3154 | 156.1922 | -2.8768 |  | 1134.996 | 262.3161 | 250.2806 | 12.0355 | 402 | 105.0371 | 114.5188 | -9.4817
August | S | 700 | 168.979 | 169.7129 | -0.73388 |  | 1043.874 | 242.764 | 233.4035 | 9.3606 | 495 | 124.9922 | 131.7438 | -6.7517
September | S | 564 | 139.7975 | 144.5236 | -4.7262 |  | 970.454 | 227.0103 | 219.805 | 7.2053 | 399 | 104.3934 | 113.9632 | -9.5697
October | S | 528 | 132.073 | 137.8559 | -5.7829 |  | 1120.776 | 259.2649 | 247.6469 | 11.618 | 390 | 102.4623 | 112.2962 | -9.8339
November | W | 1015 | 236.5686 | 228.0556 | 8.513 |  | 1747.12 | 393.6595 | 363.6552 | 30.0044 | 786 | 187.432 | 185.6414 | 1.7907
December | W | 1261 | 289.3528 | 273.6185 | 15.7343 |  | 2817.2 | 623.2666 | 561.85 | 61.4166 | 1379 | 314.672 | 295.4738 | 19.1982
|  | 13356 | 3091.1569 | 2954.4798 | 136.6771 |  | 18192.049 | 4128.828 | 3850.1884 | 278.6396 | 10990 | 2583.4843 | 2516.2612 | 67.2231
| Annual per ekWh benefit |  |  | 0.02936 |  |  |  |  | 0.02936 |  |  |  | 0.02936

## eRate Margin
Year | 1 | 2 | 3 | 4 | 5 | 6 | 7 | 8 | 9 | 10 | 11 | 12 | 13 | 14 | 15 | 16 | 17 | 18 | 19 | 20 | 21 | 22 | 23 | 24 | 25
Customers | 40 | [24 empty] | Lifetime NPV (25 years)
Customer Marginal Contribution Net Benefit | 11174.4 | 11174.4 | 11174.4 | 11174.4 | 11174.4 | 11174.4 | 11174.4 | 11174.4 | 11174.4 | 11174.4 | 11174.4 | 11174.4 | 11174.4 | 11174.4 | 11174.4 | 11174.4 | 11174.4 | 11174.4 | 11174.4 | 11174.4 | 11174.4 | 11174.4 | 11174.4 | 11174.4 | 11174.4 | 136677.1126
PS Margin / kWh | 0.06 | 0.06 | 0.06 | 0.06 | 0.06 | 0.06 | 0.06 | 0.06 | 0.06 | 0.06 | 0.06 | 0.06 | 0.06 | 0.06 | 0.06 | 0.06 | 0.06 | 0.06 | 0.06 | 0.06 | 0.06 | 0.06 | 0.06 | 0.06 | 0.06 | 0.73388
[26 empty] | 0.029355 | Benefit per kWh per year
Single System
[26 empty] | 3416.9278 | Electrification Benefit NPV (Not including Evs)
[26 empty] | 116400 | lifetime marginal kWh
[26 empty] | 0.029355 | lifetime benefit/kWh
[26 empty] | 136.6771 | Customer annual savings comes from the marginal benefit of electrification over 25 years (not including EV)
Annual Consumption | 13356
Annual EV Consumption | 3000
Breakeven Point | 8700
Customers with EV | 50%
Power Supply Margin | 0.06
Weighted After-Tax ROR | 6.47%

## Net peak hit rate
Based on year 1 installations
Program year | 1 | 2 | 3 | 4 | 5 | 6 | 7 | 8 | 9 | 10 | 11 | 12 | 13 | 14 | 15 | 16 | 17 | 18 | 19 | 20
Nominal site capacity (kW) | 11.5 | 11.5 | 11.5 | 11.5 | 11.5 | 11.5 | 11.5 | 11.5 | 11.5 | 11.5 | 11.5 | 11.5 | 11.5 | 11.5 | 11.5 | 11.5 | 11.5 | 11.5 | 11.5 | 11.5
Net RNS peak reduction (kW) | 6.564 | 6.251 | 5.953 | 5.615 | 5.347 | 5.092 | 4.849 | 4.573 | 4.355 | 4.106 | 3.91 | 3.651 | 3.407 | 3.211 | 2.932 | 2.702 | 2.43 | 1.987 | 1.4 | 0.716
RNS Peak reduction as % of nominal | 57.08% | 54.36% | 51.77% | 48.83% | 46.5% | 44.28% | 42.17% | 39.77% | 37.87% | 35.7% | 34% | 31.75% | 29.63% | 27.92% | 25.5% | 23.5% | 21.13% | 17.28% | 12.17% | 6.226%
Net FCM peak reduction (kW) | 10.565 | 10.105 | 9.664 | 9.155 | 8.756 | 8.375 | 8.01 | 7.587 | 7.256 | 6.873 | 6.573 | 6.164 | 5.777 | 5.469 | 5.015 | 4.642 | 4.193 | 3.444 | 2.437 | 1.252
FCM peak reduction as % of nominal | 91.87% | 87.87% | 84.03% | 79.61% | 76.14% | 72.83% | 69.65% | 65.97% | 63.1% | 59.77% | 57.16% | 53.6% | 50.23% | 47.56% | 43.61% | 40.37% | 36.46% | 29.95% | 21.19% | 10.89%
Net peak reduction applies availability, forecast effectiveness, battery degradation, losses, reserve margin (for FCM), and end of life failure/replacement
Notes
FCM is higher than its degradation rate because of reserve margin and avoided losses

## Single System
Single Average System - Active Inputs
Battery install cost | -24599.7599
Total Rev Requirement | -24599.7599
Software Fees | -257.0112
Removal & Recycling | -93.3264
FR Participation credit | -380.5569
Cost of Solar | -15403.0818
Customer Contribution | 5444.4237
FCM | 6972.1354
RNS | 11199.522
Energy | 1517.9277
DASI | 0
Frequency | 590.1024
T&D Deferral | 905.3124
Power Factor/VAR Support | 0
Tier 3 | 441.6837
Capitalized A&G* | 1463.0032
All Electric Home | 3522.3037
Value of Solar | 9074.0927
Net Value | 396.7709
*Offestting increased capital cost due to A&G allocation

## Full Program
Year | 1 | 2 | 3 | 4 | 5 | 6 | 7 | 8 | 9 | 10 | 11 | 12 | 13 | 14 | 15 | 16 | 17 | 18 | 19 | 20 | 21 | 22 | 23 | 24 | 25 | 26 | 27 | 28 | 29 | 30 | 31 | 32 | 33
Customers Year 1 | 20
Customers Year 2 |  | 20
Costs | [33 empty] | Lifetime NPV
Battery & Installation Costs Year 1 | -78672.1378 | -72381.2023 | -66131.9139 | -61268.7907 | -56885.4794 | -52882.0271 | -49678.2928 | -46814.4174 | -43970.542 | -41126.6666 | -38282.7912 | -35418.9158 | -32575.0405 | -29731.1651 | -26847.2897 | -24003.4143 | -5.1273e-12 | 0 | 0 | 0 | 0 | 0 | 0 | 0 | 0 | 0 | 0 | 0 | 0 | 0 | 0 | 0 | 0
Battery & Installation Costs Year 2 |  | -78672.1378 | -72381.2023 | -66131.9139 | -61268.7907 | -56885.4794 | -52882.0271 | -49678.2928 | -46814.4174 | -43970.542 | -41126.6666 | -38282.7912 | -35418.9158 | -32575.0405 | -29731.1651 | -26847.2897 | -24003.4143 | -5.1273e-12 | 0 | 0 | 0 | 0 | 0 | 0 | 0 | 0 | 0 | 0 | 0 | 0 | 0 | 0 | 0
Total Battery & Installation Costs* | -78672.1378 | -151053.3402 | -138513.1162 | -127400.7045 | -118154.2701 | -109767.5065 | -102560.3199 | -96492.7101 | -90784.9594 | -85097.2086 | -79409.4578 | -73701.7071 | -67993.9563 | -62306.2055 | -56578.4548 | -50850.704 | -24003.4143 | -5.1273e-12 | 0 | 0 | 0 | 0 | 0 | 0 | 0 | 0 | 0 | 0 | 0 | 0 | 0 | 0 | 0
Software fees Year 1 | -480 | -480 | -480 | -480 | -480 | -480 | -480 | -480 | -480 | -480 | -480 | -480 | -480 | -480 | -480 | -480 | -480 | -480 | -480 | -480 | 0 | 0 | 0 | 0 | 0 | 0 | 0 | 0 | 0 | 0 | 0 | 0 | 0
Software fees Year 2 |  | -480 | -480 | -480 | -480 | -480 | -480 | -480 | -480 | -480 | -480 | -480 | -480 | -480 | -480 | -480 | -480 | -480 | -480 | -480 | -480 | 0 | 0 | 0 | 0 | 0 | 0 | 0 | 0 | 0 | 0 | 0 | 0
Software Fees | -480 | -960 | -960 | -960 | -960 | -960 | -960 | -960 | -960 | -960 | -960 | -960 | -960 | -960 | -960 | -960 | -960 | -960 | -960 | -960 | -480 | 0 | 0 | 0 | 0 | 0 | 0 | 0 | 0 | 0 | 0 | 0 | 0
FR Participation Credit Year 1 | -1620 | -1620 | -1620 | -1620 | -1620 | -1620 | 0 | 0 | 0 | 0 | 0 | 0 | 0 | 0 | 0 | 0 | 0 | 0 | 0 | 0 | 0 | 0 | 0 | 0 | 0 | 0
FR Participation Credit Year 2 |  | -1620 | -1620 | -1620 | -1620 | -1620 | -1620 | 0 | 0 | 0 | 0 | 0 | 0 | 0 | 0 | 0 | 0 | 0 | 0 | 0 | 0 | 0 | 0 | 0 | 0 | 0
FR Participation credit | -1620 | -3240 | -3240 | -3240 | -3240 | -3240 | -1620 | 0 | 0 | 0 | 0 | 0 | 0 | 0 | 0 | 0 | 0 | 0 | 0 | 0 | 0 | 0 | 0 | 0 | 0 | 0
RTE Credit Year 1 | 0 | 0 | 0 | 0 | 0 | 0 | 0 | 0 | 0 | 0 | 0 | 0 | 0 | 0 | 0 | 0 | 0 | 0 | 0 | 0 | 0 | 0 | 0 | 0 | 0 | 0 | 0 | 0 | 0 | 0 | 0 | 0 | 0
RTE Credit Year 2 |  | 0 | 0 | 0 | 0 | 0 | 0 | 0 | 0 | 0 | 0 | 0 | 0 | 0 | 0 | 0 | 0 | 0 | 0 | 0 | 0 | 0 | 0 | 0 | 0 | 0 | 0 | 0 | 0 | 0 | 0 | 0 | 0
RTE Credit | 0 | 0 | 0 | 0 | 0 | 0 | 0 | 0 | 0 | 0 | 0 | 0 | 0 | 0 | 0 | 0 | 0 | 0 | 0 | 0 | 0 | 0 | 0 | 0 | 0 | 0 | 0 | 0 | 0 | 0 | 0 | 0 | 0
Cost of Solar Year 1 | -27206.37 | -27070.3382 | -26934.9865 | -26800.3115 | -26666.31 | -26532.9784 | -26400.3135 | -26268.312 | -26136.9704 | -26006.2855 | -25876.2541 | -25746.8728 | -25618.1385 | -25490.0478 | -25362.5976 | -25235.7846 | -25109.6056 | -24984.0576 | -24859.1373 | -24734.8416 | -24611.1674 | -24488.1116 | -24365.671 | -24243.8427 | -24122.6235
Cost of Solar Year 2 |  | -27070.3382 | -26934.9865 | -26800.3115 | -26666.31 | -26532.9784 | -26400.3135 | -26268.312 | -26136.9704 | -26006.2855 | -25876.2541 | -25746.8728 | -25618.1385 | -25490.0478 | -25362.5976 | -25235.7846 | -25109.6056 | -24984.0576 | -24859.1373 | -24734.8416 | -24611.1674 | -24488.1116 | -24365.671 | -24243.8427 | -24122.6235 | -24002.0104
Cost of Solar | -27206.37 | -54140.6763 | -53869.9729 | -53600.6231 | -53332.6199 | -53065.9568 | -52800.6271 | -52536.6239 | -52273.9408 | -52012.5711 | -51752.5082 | -51493.7457 | -51236.277 | -50980.0956 | -50725.1951 | -50471.5691 | -50219.2113 | -49968.1152 | -49718.2747 | -49469.6833 | -49222.3349 | -48976.2232 | -48731.3421 | -48487.6854 | -48245.2469 | -24002.0104
Total Costs | -107978.5078 | -209394.0165 | -196583.0891 | -185201.3276 | -175686.89 | -167033.4633 | -157940.9469 | -149989.3341 | -144018.9002 | -138069.7797 | -132121.9661 | -126155.4528 | -120190.2333 | -114246.3011 | -108263.6499 | -102282.2731 | -75182.6256 | -50928.1152 | -50678.2747 | -50429.6833 | -49702.3349 | -48976.2232 | -48731.3421 | -48487.6854 | -48245.2469 | -24002.0104 | 0 | 0 | 0 | 0 | 0 | 0 | 0
Revenues
Battery Value Year 1 | 37784.5205 | 40722.1619 | 42852.7241 | 44481.0285 | 43986.5812 | 42870.009 | 55446.3647 | 54785.0343 | 38848.2156 | 38575.9239 | 40608.4841 | 41552.2685 | 40794.7348 | 39103.7085 | 37164.8506 | 34539.4542 | 29741.1591 | 22464.632 | 13156.6104 | 2598.7448 | 0 | 0 | 0 | 0 | 0 | 0 | 0 | 0 | 0 | 0 | 0 | 0 | 0
Battery Value Year 2 |  | 35804.205 | 43334.7285 | 44560.0949 | 43970.265 | 42863.077 | 42211.3429 | 54875.815 | 54093.9056 | 38645.5157 | 41266.6821 | 42393.4422 | 41307.201 | 40477.2824 | 38487.8277 | 36346.7527 | 33792.0646 | 29100.7034 | 21985.6286 | 12872.4101 | 2539.7448 | 0 | 0 | 0 | 0 | 0 | 0 | 0 | 0 | 0 | 0 | 0 | 0
Total Battery Value | 37784.5205 | 76526.3668 | 86187.4526 | 89041.1234 | 87956.8461 | 85733.0861 | 97657.7076 | 109660.8493 | 92942.1212 | 77221.4397 | 81875.1662 | 83945.7107 | 82101.9358 | 79580.991 | 75652.6783 | 70886.207 | 63533.2237 | 51565.3354 | 35142.239 | 15471.1549 | 2539.7448 | 0 | 0 | 0 | 0 | 0 | 0 | 0 | 0 | 0 | 0 | 0 | 0
Tier 3 Value | 9700 | 9700
End of life removal | 0 | 0 | 0 | 0 | 0 | 0 | 0 | 0 | 0 | 0 | -60 | -120 | -120 | -240 | -360 | -480 | -960 | -1860 | -2700 | -3300 | -1800 | 0 | 0 | 0 | 0 | 0 | 0 | 0 | 0 | 0 | 0 | 0 | 0
Capitalized A&G | 32129.626 | 32129.626 | 0 | 0 | 0 | 0 | 0 | 0 | 0 | 0 | 0 | 0 | 0 | 0 | 0 | 0 | 0 | 0 | 0 | 0 | 0 | 0 | 0 | 0 | 0 | 0 | 0 | 0 | 0 | 0 | 0 | 0 | 0
Resiliency Package Payments Year 1 | 15600 | 15600 | 15600 | 15600 | 15600 | 15600 | 15600 | 15600 | 15600 | 15600 | 0 | 0 | 0 | 0 | 0 | 0 | 0 | 0 | 0 | 0 | 0 | 0 | 0 | 0 | 0 |  | 0 | 0 | 0 | 0 | 0 | 0 | 0
Resiliency Package Payments Year 2 |  | 15600 | 15600 | 15600 | 15600 | 15600 | 15600 | 15600 | 15600 | 15600 | 15600 | 0 | 0 | 0 | 0 | 0 | 0 | 0 | 0 | 0 | 0 | 0 | 0 | 0 | 0 | 0 | 0 | 0 | 0 | 0 | 0 | 0 | 0
Resiliency Package Payments | 15600 | 31200 | 31200 | 31200 | 31200 | 31200 | 31200 | 31200 | 31200 | 31200 | 15600 | 0 | 0 | 0 | 0 | 0 | 0 | 0 | 0 | 0 | 0 | 0 | 0 | 0 | 0 | 0 | 0 | 0 | 0 | 0 | 0 | 0 | 0
All Electric Cust. Marginal Contribution Yr 1 | 5940 | 5940 | 5940 | 5940 | 5940 | 5940 | 5940 | 5940 | 5940 | 5940 | 5940 | 5940 | 5940 | 5940 | 5940 | 5940 | 5940 | 5940 | 5940 | 5940 | 5940 | 5940 | 5940 | 5940 | 5940
All Electric Cust. Marginal Contribution Yr 2 |  | 5940 | 5940 | 5940 | 5940 | 5940 | 5940 | 5940 | 5940 | 5940 | 5940 | 5940 | 5940 | 5940 | 5940 | 5940 | 5940 | 5940 | 5940 | 5940 | 5940 | 5940 | 5940 | 5940 | 5940 | 5940
All Electric Cust. Marginal Contribution | 5940 | 11880 | 11880 | 11880 | 11880 | 11880 | 11880 | 11880 | 11880 | 11880 | 11880 | 11880 | 11880 | 11880 | 11880 | 11880 | 11880 | 11880 | 11880 | 11880 | 11880 | 11880 | 11880 | 11880 | 11880 | 5940 | 0 | 0 | 0 | 0 | 0 | 0 | 0
Value of Solar Yr 1 | 16027.515 | 15947.3774 | 15867.6405 | 15788.3023 | 15709.3608 | 15630.814 | 15552.6599 | 15474.8966 | 15397.5222 | 15320.5346 | 15243.9319 | 15167.7122 | 15091.8737 | 15016.4143 | 14941.3322 | 14866.6256 | 14792.2924 | 14718.331 | 14644.7393 | 14571.5156 | 14498.658 | 14426.1648 | 14354.0339 | 14282.2638 | 14210.8524
Value of Solar Yr 2 |  | 15947.3774 | 15867.6405 | 15788.3023 | 15709.3608 | 15630.814 | 15552.6599 | 15474.8966 | 15397.5222 | 15320.5346 | 15243.9319 | 15167.7122 | 15091.8737 | 15016.4143 | 14941.3322 | 14866.6256 | 14792.2924 | 14718.331 | 14644.7393 | 14571.5156 | 14498.658 | 14426.1648 | 14354.0339 | 14282.2638 | 14210.8524 | 14139.7982 | 0 | 0 | 0 | 0 | 0 | 0 | 0
Value of Solar | 16027.515 | 31894.7548 | 31735.2811 | 31576.6047 | 31418.7216 | 31261.628 | 31105.3199 | 30949.7933 | 30795.0443 | 30641.0691 | 30487.8638 | 30335.4244 | 30183.7473 | 30032.8286 | 29882.6644 | 29733.2511 | 29584.5849 | 29436.6619 | 29289.4786 | 29143.0312 | 28997.3161 | 28852.3295 | 28708.0679 | 28564.5275 | 28421.7049 | 14139.7982 | 0 | 0 | 0 | 0 | 0 | 0 | 0
Total Revenue | 117181.6615 | 193330.7477 | 161002.7337 | 163697.7281 | 162455.5678 | 160074.7141 | 171843.0275 | 183690.6426 | 166817.1656 | 150942.5088 | 139783.0299 | 126041.1352 | 124045.6831 | 121253.8195 | 117055.3427 | 112019.4581 | 104037.8086 | 91021.9973 | 73611.7177 | 53194.1862 | 41617.0609 | 40732.3295 | 40588.0679 | 40444.5275 | 40301.7049 | 20079.7982 | 0 | 0 | 0 | 0 | 0 | 0 | 0
Net Benefit | 9203.1536 | -16063.2688 | -35580.3554 | -21503.5995 | -13231.3222 | -6958.7492 | 13902.0806 | 33701.3085 | 22798.2654 | 12872.7291 | 7661.0638 | -114.3176 | 3855.4498 | 7007.5184 | 8791.6928 | 9737.1849 | 28855.183 | 40093.8821 | 22933.443 | 2764.5029 | -8085.274 | -8243.8937 | -8143.2742 | -8043.1578 | -7943.5421 | -3922.2122 | 0 | 0 | 0 | 0 | 0 | 0 | 0 | 18728.046
*Includes 5.14% A&G allocation for all batteries.

## 3 yr attachment
Monthly Customers | 65
Active Inputs
|  | Year | 1 | 2 | 3 | 4 | 5 | 6 | 7 | 8 | 9 | 10 | 11 | 12 | 13 | 14 | 15 | 16 | 17 | 18 | 19 | 20 | 21 | 22 | 23 | 24 | 25 | 26 | 27 | 28 | 29 | 30 | 31 | 32 | 33
|  | Customers Year 1 | 20 |  |  | 0 | 0 | 0 | 0 | 0 | 0 | 0 | 0 | 0 | 0 | 0 | 0 | 0 | 0 | 0 | 0 | 0 | 0 | 0 | 0 | 0 | 0 | 0 | 0 | 0 | 0 | 0 | 0 | 0 | 0
|  | Customers Year 2 |  | 20 |  | 0 | 0 | 0 | 0 | 0 | 0 | 0 | 0 | 0 | 0 | 0 | 0 | 0 | 0 | 0 | 0 | 0 | 0 | 0 | 0 | 0 | 0 | 0 | 0 | 0 | 0 | 0 | 0 | 0 | 0
|  | Costs |  |  |  | 0 | 0 | 0 | 0 | 0 | 0 | 0 | 0 | 0 | 0 | 0 | 0 | 0 | 0 | 0 | 0 | 0 | 0 | 0 | 0 | 0 | 0 | 0 | 0 | 0 | 0 | 0 | 0 | 0 | 0 | Lifetime NPV
|  | Battery & Installation Costs Year 1 | -78672.1378 | -72381.2023 | -66131.9139 | -61268.7907 | -56885.4794 | -52882.0271 | -49678.2928 | -46814.4174 | -43970.542 | -41126.6666 | -38282.7912 | -35418.9158 | -32575.0405 | -29731.1651 | -26847.2897 | -24003.4143 | -5.1273e-12 | 0 | 0 | 0 | 0 | 0 | 0 | 0 | 0 | 0 | 0 | 0 | 0 | 0 | 0 | 0 | 0
|  | Battery & Installation Costs Year 2 | 0 | -78672.1378 | -72381.2023 | -66131.9139 | -61268.7907 | -56885.4794 | -52882.0271 | -49678.2928 | -46814.4174 | -43970.542 | -41126.6666 | -38282.7912 | -35418.9158 | -32575.0405 | -29731.1651 | -26847.2897 | -24003.4143 | -5.1273e-12 | 0 | 0 | 0 | 0 | 0 | 0 | 0 | 0 | 0 | 0 | 0 | 0 | 0 | 0 | 0
|  | Total Battery & Installation Costs* | -78672.1378 | -151053.3402 | -138513.1162 | -127400.7045 | -118154.2701 | -109767.5065 | -102560.3199 | -96492.7101 | -90784.9594 | -85097.2086 | -79409.4578 | -73701.7071 | -67993.9563 | -62306.2055 | -56578.4548 | -50850.704 | -24003.4143 | -5.1273e-12 | 0 | 0 | 0 | 0 | 0 | 0 | 0 | 0 | 0 | 0 | 0 | 0 | 0 | 0 | 0
|  | Software fees Year 1 | -480 | -480 | -480 | -480 | -480 | -480 | -480 | -480 | -480 | -480 | -480 | -480 | -480 | -480 | -480 | -480 | -480 | -480 | -480 | -480 | 0 | 0 | 0 | 0 | 0 | 0 | 0 | 0 | 0 | 0 | 0 | 0 | 0
|  | Software fees Year 2 | 0 | -480 | -480 | -480 | -480 | -480 | -480 | -480 | -480 | -480 | -480 | -480 | -480 | -480 | -480 | -480 | -480 | -480 | -480 | -480 | -480 | 0 | 0 | 0 | 0 | 0 | 0 | 0 | 0 | 0 | 0 | 0 | 0
|  | Software Fees | -480 | -960 | -960 | -960 | -960 | -960 | -960 | -960 | -960 | -960 | -960 | -960 | -960 | -960 | -960 | -960 | -960 | -960 | -960 | -960 | -480 | 0 | 0 | 0 | 0 | 0 | 0 | 0 | 0 | 0 | 0 | 0 | 0
|  | FR Participation Credit Year 1 | -1620 | -1620 | -1620 | -1620 | -1620 | -1620 | 0 | 0 | 0 | 0 | 0 | 0 | 0 | 0 | 0 | 0 | 0 | 0 | 0 | 0 | 0 | 0 | 0 | 0 | 0 | 0 | 0 | 0 | 0 | 0 | 0 | 0 | 0
|  | FR Participation Credit Year 2 | 0 | -1620 | -1620 | -1620 | -1620 | -1620 | -1620 | 0 | 0 | 0 | 0 | 0 | 0 | 0 | 0 | 0 | 0 | 0 | 0 | 0 | 0 | 0 | 0 | 0 | 0 | 0 | 0 | 0 | 0 | 0 | 0 | 0 | 0
|  | FR Participation credit | -1620 | -3240 | -3240 | -3240 | -3240 | -3240 | -1620 | 0 | 0 | 0 | 0 | 0 | 0 | 0 | 0 | 0 | 0 | 0 | 0 | 0 | 0 | 0 | 0 | 0 | 0 | 0 | 0 | 0 | 0 | 0 | 0 | 0 | 0
|  | RTE Credit Year 1 | 0 | 0 | 0 | 0 | 0 | 0 | 0 | 0 | 0 | 0 | 0 | 0 | 0 | 0 | 0 | 0 | 0 | 0 | 0 | 0 | 0 | 0 | 0 | 0 | 0 | 0 | 0 | 0 | 0 | 0 | 0 | 0 | 0
|  | RTE Credit Year 2 | 0 | 0 | 0 | 0 | 0 | 0 | 0 | 0 | 0 | 0 | 0 | 0 | 0 | 0 | 0 | 0 | 0 | 0 | 0 | 0 | 0 | 0 | 0 | 0 | 0 | 0 | 0 | 0 | 0 | 0 | 0 | 0 | 0
|  | RTE Credit | 0 | 0 | 0 | 0 | 0 | 0 | 0 | 0 | 0 | 0 | 0 | 0 | 0 | 0 | 0 | 0 | 0 | 0 | 0 | 0 | 0 | 0 | 0 | 0 | 0 | 0 | 0 | 0 | 0 | 0 | 0 | 0 | 0
|  | Cost of Solar Year 1 | -27206.37 | -27070.3382 | -26934.9865 | -26800.3115 | -26666.31 | -26532.9784 | -26400.3135 | -26268.312 | -26136.9704 | -26006.2855 | -25876.2541 | -25746.8728 | -25618.1385 | -25490.0478 | -25362.5976 | -25235.7846 | -25109.6056 | -24984.0576 | -24859.1373 | -24734.8416 | -24611.1674 | -24488.1116 | -24365.671 | -24243.8427 | -24122.6235 | 0 | 0 | 0 | 0 | 0 | 0 | 0 | 0
|  | Cost of Solar Year 2 | 0 | -27070.3382 | -26934.9865 | -26800.3115 | -26666.31 | -26532.9784 | -26400.3135 | -26268.312 | -26136.9704 | -26006.2855 | -25876.2541 | -25746.8728 | -25618.1385 | -25490.0478 | -25362.5976 | -25235.7846 | -25109.6056 | -24984.0576 | -24859.1373 | -24734.8416 | -24611.1674 | -24488.1116 | -24365.671 | -24243.8427 | -24122.6235 | -24002.0104 | 0 | 0 | 0 | 0 | 0 | 0 | 0
|  | Cost of Solar | -27206.37 | -54140.6763 | -53869.9729 | -53600.6231 | -53332.6199 | -53065.9568 | -52800.6271 | -52536.6239 | -52273.9408 | -52012.5711 | -51752.5082 | -51493.7457 | -51236.277 | -50980.0956 | -50725.1951 | -50471.5691 | -50219.2113 | -49968.1152 | -49718.2747 | -49469.6833 | -49222.3349 | -48976.2232 | -48731.3421 | -48487.6854 | -48245.2469 | -24002.0104 | 0 | 0 | 0 | 0 | 0 | 0 | 0
|  | Total Costs | -107978.5078 | -209394.0165 | -196583.0891 | -185201.3276 | -175686.89 | -167033.4633 | -157940.9469 | -149989.3341 | -144018.9002 | -138069.7797 | -132121.9661 | -126155.4528 | -120190.2333 | -114246.3011 | -108263.6499 | -102282.2731 | -75182.6256 | -50928.1152 | -50678.2747 | -50429.6833 | -49702.3349 | -48976.2232 | -48731.3421 | -48487.6854 | -48245.2469 | -24002.0104 | 0 | 0 | 0 | 0 | 0 | 0 | 0
|  | Revenues |  |  |  | 0 | 0 | 0 | 0 | 0 | 0 | 0 | 0 | 0 | 0 | 0 | 0 | 0 | 0 | 0 | 0 | 0 | 0 | 0 | 0 | 0 | 0 | 0 | 0 | 0 | 0 | 0 | 0 | 0 | 0
|  | Battery Value Year 1 | 37784.5205 | 40722.1619 | 42852.7241 | 44481.0285 | 43986.5812 | 42870.009 | 55446.3647 | 54785.0343 | 38848.2156 | 38575.9239 | 40608.4841 | 41552.2685 | 40794.7348 | 39103.7085 | 37164.8506 | 34539.4542 | 29741.1591 | 22464.632 | 13156.6104 | 2598.7448 | 0 | 0 | 0 | 0 | 0 | 0 | 0 | 0 | 0 | 0 | 0 | 0 | 0
|  | Battery Value Year 2 | 0 | 35804.205 | 43334.7285 | 44560.0949 | 43970.265 | 42863.077 | 42211.3429 | 54875.815 | 54093.9056 | 38645.5157 | 41266.6821 | 42393.4422 | 41307.201 | 40477.2824 | 38487.8277 | 36346.7527 | 33792.0646 | 29100.7034 | 21985.6286 | 12872.4101 | 2539.7448 | 0 | 0 | 0 | 0 | 0 | 0 | 0 | 0 | 0 | 0 | 0 | 0
|  | Total Battery Value | 37784.5205 | 76526.3668 | 86187.4526 | 89041.1234 | 87956.8461 | 85733.0861 | 97657.7076 | 109660.8493 | 92942.1212 | 77221.4397 | 81875.1662 | 83945.7107 | 82101.9358 | 79580.991 | 75652.6783 | 70886.207 | 63533.2237 | 51565.3354 | 35142.239 | 15471.1549 | 2539.7448 | 0 | 0 | 0 | 0 | 0 | 0 | 0 | 0 | 0 | 0 | 0 | 0
|  | Tier 3 Value | 9700 | 9700 | 0 | 0 | 0 | 0 | 0 | 0 | 0 | 0 | 0 | 0 | 0 | 0 | 0 | 0 | 0 | 0 | 0 | 0 | 0 | 0 | 0 | 0 | 0 | 0 | 0 | 0 | 0 | 0 | 0 | 0 | 0
|  | End of life removal | 0 | 0 | 0 | 0 | 0 | 0 | 0 | 0 | 0 | 0 | -60 | -120 | -120 | -240 | -360 | -480 | -960 | -1860 | -2700 | -3300 | -1800 | 0 | 0 | 0 | 0 | 0 | 0 | 0 | 0 | 0 | 0 | 0 | 0
|  | Capitalized A&G | 32129.626 | 32129.626 | 0 | 0 | 0 | 0 | 0 | 0 | 0 | 0 | 0 | 0 | 0 | 0 | 0 | 0 | 0 | 0 | 0 | 0 | 0 | 0 | 0 | 0 | 0 | 0 | 0 | 0 | 0 | 0 | 0 | 0 | 0
|  | Resiliency Package Payments Year 1 | 15600 | 15600 | 15600 | 15600 | 15600 | 15600 | 15600 | 15600 | 15600 | 15600 | 0 | 0 | 0 | 0 | 0 | 0 | 0 | 0 | 0 | 0 | 0 | 0 | 0 | 0 | 0 | 0 | 0 | 0 | 0 | 0 | 0 | 0 | 0
|  | Resiliency Package Payments Year 2 | 0 | 15600 | 15600 | 15600 | 15600 | 15600 | 15600 | 15600 | 15600 | 15600 | 15600 | 0 | 0 | 0 | 0 | 0 | 0 | 0 | 0 | 0 | 0 | 0 | 0 | 0 | 0 | 0 | 0 | 0 | 0 | 0 | 0 | 0 | 0
|  | Resiliency Package Payments | 15600 | 31200 | 31200 | 31200 | 31200 | 31200 | 31200 | 31200 | 31200 | 31200 | 15600 | 0 | 0 | 0 | 0 | 0 | 0 | 0 | 0 | 0 | 0 | 0 | 0 | 0 | 0 | 0 | 0 | 0 | 0 | 0 | 0 | 0 | 0
|  | All Electric Cust. Marginal Contribution Yr 1 | 5940 | 5940 | 5940 | 5940 | 5940 | 5940 | 5940 | 5940 | 5940 | 5940 | 5940 | 5940 | 5940 | 5940 | 5940 | 5940 | 5940 | 5940 | 5940 | 5940 | 5940 | 5940 | 5940 | 5940 | 5940 | 0 | 0 | 0 | 0 | 0 | 0 | 0 | 0
|  | All Electric Cust. Marginal Contribution Yr 2 | 0 | 5940 | 5940 | 5940 | 5940 | 5940 | 5940 | 5940 | 5940 | 5940 | 5940 | 5940 | 5940 | 5940 | 5940 | 5940 | 5940 | 5940 | 5940 | 5940 | 5940 | 5940 | 5940 | 5940 | 5940 | 5940 | 0 | 0 | 0 | 0 | 0 | 0 | 0
|  | All Electric Cust. Marginal Contribution | 5940 | 11880 | 11880 | 0 | 0 | 0 | 0 | 0 | 0 | 0 | 0 | 0 | 0 | 0 | 0 | 0 | 0 | 0 | 0 | 0 | 0 | 0 | 0 | 0 | 0 | 0 | 0 | 0 | 0 | 0 | 0 | 0 | 0
|  | Value of Solar Yr 1 | 1: 16027.515; 2: 15947.3774; 3: 15867.6405
|  | Value of Solar Yr 2 | 1: 0; 2: 15947.3774; 3: 15867.6405
|  | Value of Solar | 1: 16027.515; 2: 31894.7548; 3: 31735.2811
|  | Total Revenue | 1: 117181.6615; 2: 193330.7477; 3: 161002.7337
|  | Net Benefit | 1: 9203.1536; 2: -16063.2688; 3: -35580.3554 | 18728.046

## Monthly Value (1)
Green Mountain Power
kW per system | 11.5
Year |  | 2026 | 2026 | 2026 | 2026 | 2026 | 2026 | 2026 | 2026 | 2026 | 2026 | 2026 | 2026 | 2027 | 2027 | 2027 | 2027 | 2027 | 2027 | 2027 | 2027 | 2027 | 2027 | 2027 | 2027 | 2028 | 2028 | 2028 | 2028 | 2028 | 2028 | 2028 | 2028 | 2028 | 2028 | 2028 | 2028 | 2029 | 2029 | 2029 | 2029 | 2029 | 2029 | 2029 | 2029 | 2029 | 2029 | 2029 | 2029 | 2030 | 2030 | 2030 | 2030 | 2030 | 2030 | 2030 | 2030 | 2030 | 2030 | 2030 | 2030 | 2031 | 2031 | 2031 | 2031 | 2031 | 2031 | 2031 | 2031 | 2031 | 2031 | 2031 | 2031 | 2032 | 2032 | 2032 | 2032 | 2032 | 2032 | 2032 | 2032 | 2032 | 2032 | 2032 | 2032 | 2033 | 2033 | 2033 | 2033 | 2033 | 2033 | 2033 | 2033 | 2033 | 2033 | 2033 | 2033 | 2034 | 2034 | 2034 | 2034 | 2034 | 2034 | 2034 | 2034 | 2034 | 2034 | 2034 | 2034 | 2035 | 2035 | 2035 | 2035 | 2035 | 2035 | 2035 | 2035 | 2035 | 2035 | 2035 | 2035 | 2036 | 2036 | 2036 | 2036 | 2036 | 2036 | 2036 | 2036 | 2036 | 2036 | 2036 | 2036 | 2037 | 2037 | 2037 | 2037 | 2037 | 2037 | 2037 | 2037 | 2037 | 2037 | 2037 | 2037 | 2038 | 2038 | 2038 | 2038 | 2038 | 2038 | 2038 | 2038 | 2038 | 2038 | 2038 | 2038 | 2039 | 2039 | 2039 | 2039 | 2039 | 2039 | 2039 | 2039 | 2039 | 2039 | 2039 | 2039 | 2040 | 2040 | 2040 | 2040 | 2040 | 2040 | 2040 | 2040 | 2040 | 2040 | 2040 | 2040 | 2041 | 2041 | 2041 | 2041 | 2041 | 2041 | 2041 | 2041 | 2041 | 2041 | 2041 | 2041 | 2042 | 2042 | 2042 | 2042 | 2042 | 2042 | 2042 | 2042 | 2042 | 2042 | 2042 | 2042 | 2043 | 2043 | 2043 | 2043 | 2043 | 2043 | 2043 | 2043 | 2043 | 2043 | 2043 | 2043 | 2044 | 2044 | 2044 | 2044 | 2044 | 2044 | 2044 | 2044 | 2044 | 2044 | 2044 | 2044 | 2045 | 2045 | 2045 | 2045 | 2045 | 2045 | 2045 | 2045 | 2045 | 2045 | 2045 | 2045 | 2046 | 2046 | 2046 | 2046 | 2046 | 2046 | 2046 | 2046 | 2046 | 2046 | 2046 | 2046 | 2047 | 2047 | 2047 | 2047 | 2047 | 2047 | 2047 | 2047 | 2047 | 2047 | 2047 | 2047 | 2048 | 2048 | 2048 | 2048 | 2048 | 2048 | 2048 | 2048 | 2048 | 2048 | 2048 | 2048 | 2049 | 2049 | 2049 | 2049 | 2049 | 2049 | 2049 | 2049 | 2049 | 2049 | 2049 | 2049 | 2050 | 2050 | 2050 | 2050 | 2050 | 2050 | 2050 | 2050 | 2050 | 2050 | 2050 | 2050 | 2051 | 2051 | 2051 | 2051 | 2051 | 2051 | 2051 | 2051 | 2051 | 2051 | 2051 | 2051 | 2052 | 2052 | 2052 | 2052 | 2052 | 2052 | 2052 | 2052 | 2052 | 2052 | 2052 | 2052 | 2053 | 2053 | 2053 | 2053 | 2053 | 2053 | 2053 | 2053 | 2053 | 2053 | 2053 | 2053 | 2054 | 2054 | 2054 | 2054 | 2054 | 2054 | 2054 | 2054 | 2054 | 2054 | 2054 | 2054 | 2055 | 2055 | 2055 | 2055 | 2055 | 2055 | 2055 | 2055 | 2055 | 2055 | 2055 | 2055 | 2056 | 2056 | 2056 | 2056 | 2056 | 2056 | 2056 | 2056 | 2056 | 2056 | 2056 | 2056 | 2057 | 2057 | 2057 | 2057 | 2057 | 2057 | 2057 | 2057
Project Year |  | 1 | 1 | 1 | 1 | 1 | 1 | 1 | 1 | 1 | 1 | 1 | 1 | 2 | 2 | 2 | 2 | 2 | 2 | 2 | 2 | 2 | 2 | 2 | 2 | 3 | 3 | 3 | 3 | 3 | 3 | 3 | 3 | 3 | 3 | 3 | 3 | 4 | 4 | 4 | 4 | 4 | 4 | 4 | 4 | 4 | 4 | 4 | 4 | 5 | 5 | 5 | 5 | 5 | 5 | 5 | 5 | 5 | 5 | 5 | 5 | 6 | 6 | 6 | 6 | 6 | 6 | 6 | 6 | 6 | 6 | 6 | 6 | 7 | 7 | 7 | 7 | 7 | 7 | 7 | 7 | 7 | 7 | 7 | 7 | 8 | 8 | 8 | 8 | 8 | 8 | 8 | 8 | 8 | 8 | 8 | 8 | 9 | 9 | 9 | 9 | 9 | 9 | 9 | 9 | 9 | 9 | 9 | 9 | 10 | 10 | 10 | 10 | 10 | 10 | 10 | 10 | 10 | 10 | 10 | 10 | 11 | 11 | 11 | 11 | 11 | 11 | 11 | 11 | 11 | 11 | 11 | 11 | 12 | 12 | 12 | 12 | 12 | 12 | 12 | 12 | 12 | 12 | 12 | 12 | 13 | 13 | 13 | 13 | 13 | 13 | 13 | 13 | 13 | 13 | 13 | 13 | 14 | 14 | 14 | 14 | 14 | 14 | 14 | 14 | 14 | 14 | 14 | 14 | 15 | 15 | 15 | 15 | 15 | 15 | 15 | 15 | 15 | 15 | 15 | 15 | 16 | 16 | 16 | 16 | 16 | 16 | 16 | 16 | 16 | 16 | 16 | 16 | 17 | 17 | 17 | 17 | 17 | 17 | 17 | 17 | 17 | 17 | 17 | 17 | 18 | 18 | 18 | 18 | 18 | 18 | 18 | 18 | 18 | 18 | 18 | 18 | 19 | 19 | 19 | 19 | 19 | 19 | 19 | 19 | 19 | 19 | 19 | 19 | 20 | 20 | 20 | 20 | 20 | 20 | 20 | 20 | 20 | 20 | 20 | 20 | 21 | 21 | 21 | 21 | 21 | 21 | 21 | 21 | 21 | 21 | 21 | 21 | 22 | 22 | 22 | 22 | 22 | 22 | 22 | 22 | 22 | 22 | 22 | 22 | 23 | 23 | 23 | 23 | 23 | 23 | 23 | 23 | 23 | 23 | 23 | 23 | 24 | 24 | 24 | 24 | 24 | 24 | 24 | 24 | 24 | 24 | 24 | 24 | 25 | 25 | 25 | 25 | 25 | 25 | 25 | 25 | 25 | 25 | 25 | 25 | 26 | 26 | 26 | 26 | 26 | 26 | 26 | 26 | 26 | 26 | 26 | 26 | 27 | 27 | 27 | 27 | 27 | 27 | 27 | 27 | 27 | 27 | 27 | 27 | 28 | 28 | 28 | 28 | 28 | 28 | 28 | 28 | 28 | 28 | 28 | 28 | 29 | 29 | 29 | 29 | 29 | 29 | 29 | 29 | 29 | 29 | 29 | 29 | 30 | 30 | 30 | 30 | 30 | 30 | 30 | 30 | 30 | 30 | 30 | 30 | 31 | 31 | 31 | 31 | 31 | 31 | 31 | 31 | 31 | 31 | 31 | 31 | 32 | 32 | 32 | 32 | 32 | 32 | 32 | 32
Month |  | 1 | 2 | 3 | 4 | 5 | 6 | 7 | 8 | 9 | 10 | 11 | 12 | 1 | 2 | 3 | 4 | 5 | 6 | 7 | 8 | 9 | 10 | 11 | 12 | 1 | 2 | 3 | 4 | 5 | 6 | 7 | 8 | 9 | 10 | 11 | 12 | 1 | 2 | 3 | 4 | 5 | 6 | 7 | 8 | 9 | 10 | 11 | 12 | 1 | 2 | 3 | 4 | 5 | 6 | 7 | 8 | 9 | 10 | 11 | 12 | 1 | 2 | 3 | 4 | 5 | 6 | 7 | 8 | 9 | 10 | 11 | 12 | 1 | 2 | 3 | 4 | 5 | 6 | 7 | 8 | 9 | 10 | 11 | 12 | 1 | 2 | 3 | 4 | 5 | 6 | 7 | 8 | 9 | 10 | 11 | 12 | 1 | 2 | 3 | 4 | 5 | 6 | 7 | 8 | 9 | 10 | 11 | 12 | 1 | 2 | 3 | 4 | 5 | 6 | 7 | 8 | 9 | 10 | 11 | 12 | 1 | 2 | 3 | 4 | 5 | 6 | 7 | 8 | 9 | 10 | 11 | 12 | 1 | 2 | 3 | 4 | 5 | 6 | 7 | 8 | 9 | 10 | 11 | 12 | 1 | 2 | 3 | 4 | 5 | 6 | 7 | 8 | 9 | 10 | 11 | 12 | 1 | 2 | 3 | 4 | 5 | 6 | 7 | 8 | 9 | 10 | 11 | 12 | 1 | 2 | 3 | 4 | 5 | 6 | 7 | 8 | 9 | 10 | 11 | 12 | 1 | 2 | 3 | 4 | 5 | 6 | 7 | 8 | 9 | 10 | 11 | 12 | 1 | 2 | 3 | 4 | 5 | 6 | 7 | 8 | 9 | 10 | 11 | 12 | 1 | 2 | 3 | 4 | 5 | 6 | 7 | 8 | 9 | 10 | 11 | 12 | 1 | 2 | 3 | 4 | 5 | 6 | 7 | 8 | 9 | 10 | 11 | 12 | 1 | 2 | 3 | 4 | 5 | 6 | 7 | 8 | 9 | 10 | 11 | 12 | 1 | 2 | 3 | 4 | 5 | 6 | 7 | 8 | 9 | 10 | 11 | 12 | 1 | 2 | 3 | 4 | 5 | 6 | 7 | 8 | 9 | 10 | 11 | 12 | 1 | 2 | 3 | 4 | 5 | 6 | 7 | 8 | 9 | 10 | 11 | 12 | 1 | 2 | 3 | 4 | 5 | 6 | 7 | 8 | 9 | 10 | 11 | 12 | 1 | 2 | 3 | 4 | 5 | 6 | 7 | 8 | 9 | 10 | 11 | 12 | 1 | 2 | 3 | 4 | 5 | 6 | 7 | 8 | 9 | 10 | 11 | 12 | 1 | 2 | 3 | 4 | 5 | 6 | 7 | 8 | 9 | 10 | 11 | 12 | 1 | 2 | 3 | 4 | 5 | 6 | 7 | 8 | 9 | 10 | 11 | 12 | 1 | 2 | 3 | 4 | 5 | 6 | 7 | 8 | 9 | 10 | 11 | 12 | 1 | 2 | 3 | 4 | 5 | 6 | 7 | 8 | 9 | 10 | 11 | 12 | 1 | 2 | 3 | 4 | 5 | 6 | 7 | 8 | 9 | 10 | 11 | 12 | 1 | 2 | 3 | 4 | 5 | 6 | 7 | 8 | Peak
Frequency Flag |  | 1 | 1 | 1 | 1 | 1 | 1 | 1 | 1 | 1 | 1 | 1 | 1 | 1 | 1 | 1 | 1 | 1 | 1 | 1 | 1 | 1 | 1 | 1 | 1 | 1 | 1 | 1 | 1 | 1 | 1 | 1 | 1 | 1 | 1 | 1 | 1 | 1 | 1 | 1 | 1 | 1 | 1 | 1 | 1 | 1 | 1 | 1 | 1 | 1 | 1 | 1 | 1 | 1 | 1 | 1 | 1 | 1 | 1 | 1 | 1 | 1 | 1 | 1 | 1 | 1 | 1 | 1 | 1 | 1 | 1 | 1 | 1 | 0 | 0 | 0 | 0 | 0 | 0 | 0 | 0 | 0 | 0 | 0 | 0 | 0 | 0 | 0 | 0 | 0 | 0 | 0 | 0 | 0 | 0 | 0 | 0 | 0 | 0 | 0 | 0 | 0 | 0 | 0 | 0 | 0 | 0 | 0 | 0 | 0 | 0 | 0 | 0 | 0 | 0 | 0 | 0 | 0 | 0 | 0 | 0 | 0 | 0 | 0 | 0 | 0 | 0 | 0 | 0 | 0 | 0 | 0 | 0 | 0 | 0 | 0 | 0 | 0 | 0 | 0 | 0 | 0 | 0 | 0 | 0 | 0 | 0 | 0 | 0 | 0 | 0 | 0 | 0 | 0 | 0 | 0 | 0 | 0 | 0 | 0 | 0 | 0 | 0 | 0 | 0 | 0 | 0 | 0 | 0 | 0 | 0 | 0 | 0 | 0 | 0 | 0 | 0 | 0 | 0 | 0 | 0 | 0 | 0 | 0 | 0 | 0 | 0 | 0 | 0 | 0 | 0 | 0 | 0 | 0 | 0 | 0 | 0 | 0 | 0 | 0 | 0 | 0 | 0 | 0 | 0 | 0 | 0 | 0 | 0 | 0 | 0 | 0 | 0 | 0 | 0 | 0 | 0 | 0 | 0 | 0 | 0 | 0 | 0 | 0 | 0 | 0 | 0 | 0 | 0 | 0 | 0 | 0 | 0 | 0 | 0 | 0 | 0 | 0 | 0 | 0 | 0 | 0 | 0 | 0 | 0 | 0 | 0 | 0 | 0 | 0 | 0 | 0 | 0 | 0 | 0 | 0 | 0 | 0 | 0 | 0 | 0 | 0 | 0 | 0 | 0 | 0 | 0 | 0 | 0 | 0 | 0 | 0 | 0 | 0 | 0 | 0 | 0 | 0 | 0 | 0 | 0 | 0 | 0 | 0 | 0 | 0 | 0 | 0 | 0 | 0 | 0 | 0 | 0 | 0 | 0 | 0 | 0 | 0 | 0 | 0 | 0 | 0 | 0 | 0 | 0 | 0 | 0 | 0 | 0 | 0 | 0 | 0 | 0 | 0 | 0 | 0 | 0 | 0 | 0 | 0 | 0 | 0 | 0 | 0 | 0 | 0 | 0 | 0 | 0 | 0 | 0 | 0 | 0 | 0 | 0 | 0 | 0 | 0 | 0 | 0 | 0 | 0 | 0 | 0 | 0 | 0 | 0 | 0 | 0 | 0 | 0 | 0 | 0 | 0 | 0 | 0 | 0 | 0 | 0 | 0 | 0 | 0 | 0 | 0 | 0 | 0 | 0 | 0 | 0 | 0 | 0 | 0 | 0 | 0 | 0 | 0 | 0 | 0 | 0 | 0 | 0
T&D Flag |  | 0 | 0 | 0 | 0 | 0 | 0 | 0 | 0 | 0 | 0 | 0 | 0 | 0 | 0 | 0 | 0 | 0 | 0 | 0 | 0 | 0 | 0 | 0 | 0 | 0 | 0 | 0 | 0 | 0 | 0 | 0 | 0 | 0 | 0 | 0 | 0 | 0 | 0 | 0 | 0 | 0 | 0 | 0 | 0 | 0 | 0 | 0 | 0 | 0 | 0 | 0 | 0 | 0 | 0 | 0 | 0 | 0 | 0 | 0 | 0 | 0 | 0 | 0 | 0 | 0 | 0 | 0 | 0 | 0 | 0 | 0 | 0 | 1 | 1 | 1 | 1 | 1 | 1 | 1 | 1 | 1 | 1 | 1 | 1 | 1 | 1 | 1 | 1 | 1 | 1 | 1 | 1 | 1 | 1 | 1 | 1 | 0 | 0 | 0 | 0 | 0 | 0 | 0 | 0 | 0 | 0 | 0 | 0 | 0 | 0 | 0 | 0 | 0 | 0 | 0 | 0 | 0 | 0 | 0 | 0 | 0 | 0 | 0 | 0 | 0 | 0 | 0 | 0 | 0 | 0 | 0 | 0 | 0 | 0 | 0 | 0 | 0 | 0 | 0 | 0 | 0 | 0 | 0 | 0 | 0 | 0 | 0 | 0 | 0 | 0 | 0 | 0 | 0 | 0 | 0 | 0 | 0 | 0 | 0 | 0 | 0 | 0 | 0 | 0 | 0 | 0 | 0 | 0 | 0 | 0 | 0 | 0 | 0 | 0 | 0 | 0 | 0 | 0 | 0 | 0 | 0 | 0 | 0 | 0 | 0 | 0 | 0 | 0 | 0 | 0 | 0 | 0 | 0 | 0 | 0 | 0 | 0 | 0 | 0 | 0 | 0 | 0 | 0 | 0 | 0 | 0 | 0 | 0 | 0 | 0 | 0 | 0 | 0 | 0 | 0 | 0 | 0 | 0 | 0 | 0 | 0 | 0 | 0 | 0 | 0 | 0 | 0 | 0 | 0 | 0 | 0 | 0 | 0 | 0 | 0 | 0 | 0 | 0 | 0 | 0 | 0 | 0 | 0 | 0 | 0 | 0 | 0 | 0 | 0 | 0 | 0 | 0 | 0 | 0 | 0 | 0 | 0 | 0 | 0 | 0 | 0 | 0 | 0 | 0 | 0 | 0 | 0 | 0 | 0 | 0 | 0 | 0 | 0 | 0 | 0 | 0 | 0 | 0 | 0 | 0 | 0 | 0 | 0 | 0 | 0 | 0 | 0 | 0 | 0 | 0 | 0 | 0 | 0 | 0 | 0 | 0 | 0 | 0 | 0 | 0 | 0 | 0 | 0 | 0 | 0 | 0 | 0 | 0 | 0 | 0 | 0 | 0 | 0 | 0 | 0 | 0 | 0 | 0 | 0 | 0 | 0 | 0 | 0 | 0 | 0 | 0 | 0 | 0 | 0 | 0 | 0 | 0 | 0 | 0 | 0 | 0 | 0 | 0 | 0 | 0 | 0 | 0 | 0 | 0 | 0 | 0 | 0 | 0 | 0 | 0 | 0 | 0 | 0 | 0 | 0 | 0 | 0 | 0 | 0 | 0 | 0 | 0 | 0 | 0 | 0 | 0 | 0 | 0 | 0 | 0 | 0 | 0 | 0 | 0 | 0 | 0 | 0 | 0 | 0 | 0
Nominal Site Capacity - kW (0) |  | 11.5 | 11.5 | 11.5 | 11.5 | 11.5 | 11.5 | 11.5 | 11.5 | 11.5 | 11.5 | 11.5 | 11.5 | 11.5 | 11.5 | 11.5 | 11.5 | 11.5 | 11.5 | 11.5 | 11.5 | 11.5 | 11.5 | 11.5 | 11.5 | 11.5 | 11.5 | 11.5 | 11.5 | 11.5 | 11.5 | 11.5 | 11.5 | 11.5 | 11.5 | 11.5 | 11.5 | 11.5 | 11.5 | 11.5 | 11.5 | 11.5 | 11.5 | 11.5 | 11.5 | 11.5 | 11.5 | 11.5 | 11.5 | 11.5 | 11.5 | 11.5 | 11.5 | 11.5 | 11.5 | 11.5 | 11.5 | 11.5 | 11.5 | 11.5 | 11.5 | 11.5 | 11.5 | 11.5 | 11.5 | 11.5 | 11.5 | 11.5 | 11.5 | 11.5 | 11.5 | 11.5 | 11.5 | 11.5 | 11.5 | 11.5 | 11.5 | 11.5 | 11.5 | 11.5 | 11.5 | 11.5 | 11.5 | 11.5 | 11.5 | 11.5 | 11.5 | 11.5 | 11.5 | 11.5 | 11.5 | 11.5 | 11.5 | 11.5 | 11.5 | 11.5 | 11.5 | 11.5 | 11.5 | 11.5 | 11.5 | 11.5 | 11.5 | 11.5 | 11.5 | 11.5 | 11.5 | 11.5 | 11.5 | 11.5 | 11.5 | 11.5 | 11.5 | 11.5 | 11.5 | 11.5 | 11.5 | 11.5 | 11.5 | 11.5 | 11.5 | 11.385 | 11.385 | 11.385 | 11.385 | 11.385 | 11.385 | 11.385 | 11.385 | 11.385 | 11.385 | 11.385 | 11.385 | 11.27 | 11.27 | 11.27 | 11.27 | 11.27 | 11.27 | 11.27 | 11.27 | 11.27 | 11.27 | 11.27 | 11.27 | 11.155 | 11.155 | 11.155 | 11.155 | 11.155 | 11.155 | 11.155 | 11.155 | 11.155 | 11.155 | 11.155 | 11.155 | 10.81 | 10.81 | 10.81 | 10.81 | 10.81 | 10.81 | 10.81 | 10.81 | 10.81 | 10.81 | 10.81 | 10.81 | 10.465 | 10.465 | 10.465 | 10.465 | 10.465 | 10.465 | 10.465 | 10.465 | 10.465 | 10.465 | 10.465 | 10.465 | 9.89 | 9.89 | 9.89 | 9.89 | 9.89 | 9.89 | 9.89 | 9.89 | 9.89 | 9.89 | 9.89 | 9.89 | 8.625 | 8.625 | 8.625 | 8.625 | 8.625 | 8.625 | 8.625 | 8.625 | 8.625 | 8.625 | 8.625 | 8.625 | 6.325 | 6.325 | 6.325 | 6.325 | 6.325 | 6.325 | 6.325 | 6.325 | 6.325 | 6.325 | 6.325 | 6.325 | 3.45 | 3.45 | 3.45 | 3.45 | 3.45 | 3.45 | 3.45 | 3.45 | 3.45 | 3.45 | 3.45 | 3.45 | 0 | 0 | 0 | 0 | 0 | 0 | 0 | 0 | 0 | 0 | 0 | 0 | 0 | 0 | 0 | 0 | 0 | 0 | 0 | 0 | 0 | 0 | 0 | 0 | 0 | 0 | 0 | 0 | 0 | 0 | 0 | 0 | 0 | 0 | 0 | 0 | 0 | 0 | 0 | 0 | 0 | 0 | 0 | 0 | 0 | 0 | 0 | 0 | 0 | 0 | 0 | 0 | 0 | 0 | 0 | 0 | 0 | 0 | 0 | 0 | 0 | 0 | 0 | 0 | 0 | 0 | 0 | 0 | 0 | 0 | 0 | 0 | 0 | 0 | 0 | 0 | 0 | 0 | 0 | 0 | 0 | 0 | 0 | 0 | 0 | 0 | 0 | 0 | 0 | 0 | 0 | 0 | 0 | 0 | 0 | 0 | 0 | 0 | 0 | 0 | 0 | 0 | 0 | 0 | 0 | 0 | 0 | 0 | 0 | 0 | 0 | 0 | 0 | 0 | 0 | 0 | 0 | 0 | 0 | 0 | 0 | 0 | 0 | 0 | 0 | 0 | 0 | 0 | 0 | 0 | 0 | 0 | 0 | 0 | 0 | 0 | 0 | 0 | 0 | 0 | 0 | 0 | 0 | 0 | 0 | 0 | 0 | 0 | 0 | 0 | 0 | 0
Capacity Volume (1) |  | 0 | 0 | 0 | 0 | 0 | 0 | 0 | 10.5 | 0 | 0 | 0 | 0 | 0 | 0 | 0 | 0 | 0 | 0 | 0 | 10.5 | 0 | 0 | 0 | 0 | 0 | 0 | 0 | 0 | 0 | 0 | 0 | 10.4 | 0 | 0 | 0 | 0 | 0 | 0 | 0 | 0 | 0 | 0 | 0 | 10.4 | 0 | 0 | 0 | 0 | 0 | 0 | 0 | 0 | 0 | 0 | 0 | 10.4 | 0 | 0 | 0 | 0 | 0 | 0 | 0 | 0 | 0 | 0 | 0 | 10.4 | 0 | 0 | 0 | 0 | 0 | 0 | 0 | 0 | 0 | 0 | 0 | 10.3 | 0 | 0 | 0 | 0 | 0 | 0 | 0 | 0 | 0 | 0 | 0 | 10.3 | 0 | 0 | 0 | 0 | 0 | 0 | 0 | 0 | 0 | 0 | 0 | 10.2 | 0 | 0 | 0 | 0 | 0 | 0 | 0 | 0 | 0 | 0 | 0 | 10.2 | 0 | 0 | 0 | 0 | 0 | 0 | 0 | 0 | 0 | 0 | 0 | 10 | 0 | 0 | 0 | 0 | 0 | 0 | 0 | 0 | 0 | 0 | 0 | 9.8 | 0 | 0 | 0 | 0 | 0 | 0 | 0 | 0 | 0 | 0 | 0 | 9.7 | 0 | 0 | 0 | 0 | 0 | 0 | 0 | 0 | 0 | 0 | 0 | 9.3 | 0 | 0 | 0 | 0 | 0 | 0 | 0 | 0 | 0 | 0 | 0 | 9 | 0 | 0 | 0 | 0 | 0 | 0 | 0 | 0 | 0 | 0 | 0 | 8.5 | 0 | 0 | 0 | 0 | 0 | 0 | 0 | 0 | 0 | 0 | 0 | 7.3 | 0 | 0 | 0 | 0 | 0 | 0 | 0 | 0 | 0 | 0 | 0 | 5.4 | 0 | 0 | 0 | 0 | 0 | 0 | 0 | 0 | 0 | 0 | 0 | 2.9 | 0 | 0 | 0 | 0 | 0 | 0 | 0 | 0 | 0 | 0 | 0 | 0 | 0 | 0 | 0 | 0 | 0 | 0 | 0 | 0 | 0 | 0 | 0 | 0 | 0 | 0 | 0 | 0 | 0 | 0 | 0 | 0 | 0 | 0 | 0 | 0 | 0 | 0 | 0 | 0 | 0 | 0 | 0 | 0 | 0 | 0 | 0 | 0 | 0 | 0 | 0 | 0 | 0 | 0 | 0 | 0 | 0 | 0 | 0 | 0 | 0 | 0 | 0 | 0 | 0 | 0 | 0 | 0 | 0 | 0 | 0 | 0 | 0 | 0 | 0 | 0 | 0 | 0 | 0 | 0 | 0 | 0 | 0 | 0 | 0 | 0 | 0 | 0 | 0 | 0 | 0 | 0 | 0 | 0 | 0 | 0 | 0 | 0 | 0 | 0 | 0 | 0 | 0 | 0 | 0 | 0 | 0 | 0 | 0 | 0 | 0 | 0 | 0 | 0 | 0 | 0 | 0 | 0 | 0 | 0 | 0 | 0 | 0 | 0 | 0 | 0 | 0 | 0 | 0 | 0 | 0 | 0 | 0 | 0 | 0 | 0 | 0 | 0 | 0 | 0 | 0 | 0 | 0 | 0 | 0 | 0 | 0 | 0 | 0 | 0 | 0 | 0 | 0 | 0 | 0 | 0
RNS Volume (1) |  | 10.5 | 10.5 | 10.5 | 10.5 | 10.5 | 10.5 | 10.5 | 10.5 | 10.5 | 10.5 | 10.5 | 10.5 | 10.5 | 10.5 | 10.5 | 10.5 | 10.5 | 10.5 | 10.5 | 10.5 | 10.5 | 10.5 | 10.5 | 10.5 | 10.4 | 10.4 | 10.4 | 10.4 | 10.4 | 10.4 | 10.4 | 10.4 | 10.4 | 10.4 | 10.4 | 10.4 | 10.4 | 10.4 | 10.4 | 10.4 | 10.4 | 10.4 | 10.4 | 10.4 | 10.4 | 10.4 | 10.4 | 10.4 | 10.4 | 10.4 | 10.4 | 10.4 | 10.4 | 10.4 | 10.4 | 10.4 | 10.4 | 10.4 | 10.4 | 10.4 | 10.4 | 10.4 | 10.4 | 10.4 | 10.4 | 10.4 | 10.4 | 10.4 | 10.4 | 10.4 | 10.4 | 10.4 | 10.3 | 10.3 | 10.3 | 10.3 | 10.3 | 10.3 | 10.3 | 10.3 | 10.3 | 10.3 | 10.3 | 10.3 | 10.3 | 10.3 | 10.3 | 10.3 | 10.3 | 10.3 | 10.3 | 10.3 | 10.3 | 10.3 | 10.3 | 10.3 | 10.2 | 10.2 | 10.2 | 10.2 | 10.2 | 10.2 | 10.2 | 10.2 | 10.2 | 10.2 | 10.2 | 10.2 | 10.2 | 10.2 | 10.2 | 10.2 | 10.2 | 10.2 | 10.2 | 10.2 | 10.2 | 10.2 | 10.2 | 10.2 | 10 | 10 | 10 | 10 | 10 | 10 | 10 | 10 | 10 | 10 | 10 | 10 | 9.8 | 9.8 | 9.8 | 9.8 | 9.8 | 9.8 | 9.8 | 9.8 | 9.8 | 9.8 | 9.8 | 9.8 | 9.7 | 9.7 | 9.7 | 9.7 | 9.7 | 9.7 | 9.7 | 9.7 | 9.7 | 9.7 | 9.7 | 9.7 | 9.3 | 9.3 | 9.3 | 9.3 | 9.3 | 9.3 | 9.3 | 9.3 | 9.3 | 9.3 | 9.3 | 9.3 | 9 | 9 | 9 | 9 | 9 | 9 | 9 | 9 | 9 | 9 | 9 | 9 | 8.5 | 8.5 | 8.5 | 8.5 | 8.5 | 8.5 | 8.5 | 8.5 | 8.5 | 8.5 | 8.5 | 8.5 | 7.3 | 7.3 | 7.3 | 7.3 | 7.3 | 7.3 | 7.3 | 7.3 | 7.3 | 7.3 | 7.3 | 7.3 | 5.4 | 5.4 | 5.4 | 5.4 | 5.4 | 5.4 | 5.4 | 5.4 | 5.4 | 5.4 | 5.4 | 5.4 | 2.9 | 2.9 | 2.9 | 2.9 | 2.9 | 2.9 | 2.9 | 2.9 | 2.9 | 2.9 | 2.9 | 2.9 | 0 | 0 | 0 | 0 | 0 | 0 | 0 | 0 | 0 | 0 | 0 | 0 | 0 | 0 | 0 | 0 | 0 | 0 | 0 | 0 | 0 | 0 | 0 | 0 | 0 | 0 | 0 | 0 | 0 | 0 | 0 | 0 | 0 | 0 | 0 | 0 | 0 | 0 | 0 | 0 | 0 | 0 | 0 | 0 | 0 | 0 | 0 | 0 | 0 | 0 | 0 | 0 | 0 | 0 | 0 | 0 | 0 | 0 | 0 | 0 | 0 | 0 | 0 | 0 | 0 | 0 | 0 | 0 | 0 | 0 | 0 | 0 | 0 | 0 | 0 | 0 | 0 | 0 | 0 | 0 | 0 | 0 | 0 | 0 | 0 | 0 | 0 | 0 | 0 | 0 | 0 | 0 | 0 | 0 | 0 | 0 | 0 | 0 | 0 | 0 | 0 | 0 | 0 | 0 | 0 | 0 | 0 | 0 | 0 | 0 | 0 | 0 | 0 | 0 | 0 | 0 | 0 | 0 | 0 | 0 | 0 | 0 | 0 | 0 | 0 | 0 | 0 | 0 | 0 | 0 | 0 | 0 | 0 | 0 | 0 | 0 | 0 | 0 | 0 | 0 | 0 | 0 | 0 | 0 | 0 | 0 | 0 | 0 | 0 | 0 | 0 | 0
Reserve Margin |  | 35% | 35% | 35% | 35% | 35% | 35% | 35% | 35% | 35% | 35% | 35% | 35% | 35% | 35% | 35% | 35% | 35% | 35% | 35% | 35% | 35% | 35% | 35% | 35% | 35% | 35% | 35% | 35% | 35% | 35% | 35% | 35% | 35% | 35% | 35% | 35% | 35% | 35% | 35% | 35% | 35% | 35% | 35% | 35% | 35% | 35% | 35% | 35% | 35% | 35% | 35% | 35% | 35% | 35% | 35% | 35% | 35% | 35% | 35% | 35% | 35% | 35% | 35% | 35% | 35% | 35% | 35% | 35% | 35% | 35% | 35% | 35% | 35% | 35% | 35% | 35% | 35% | 35% | 35% | 35% | 35% | 35% | 35% | 35% | 35% | 35% | 35% | 35% | 35% | 35% | 35% | 35% | 35% | 35% | 35% | 35% | 35% | 35% | 35% | 35% | 35% | 35% | 35% | 35% | 35% | 35% | 35% | 35% | 35% | 35% | 35% | 35% | 35% | 35% | 35% | 35% | 35% | 35% | 35% | 35% | 35% | 35% | 35% | 35% | 35% | 35% | 35% | 35% | 35% | 35% | 35% | 35% | 35% | 35% | 35% | 35% | 35% | 35% | 35% | 35% | 35% | 35% | 35% | 35% | 35% | 35% | 35% | 35% | 35% | 35% | 35% | 35% | 35% | 35% | 35% | 35% | 35% | 35% | 35% | 35% | 35% | 35% | 35% | 35% | 35% | 35% | 35% | 35% | 35% | 35% | 35% | 35% | 35% | 35% | 35% | 35% | 35% | 35% | 35% | 35% | 35% | 35% | 35% | 35% | 35% | 35% | 35% | 35% | 35% | 35% | 35% | 35% | 35% | 35% | 35% | 35% | 35% | 35% | 35% | 35% | 35% | 35% | 35% | 35% | 35% | 35% | 35% | 35% | 35% | 35% | 35% | 35% | 35% | 35% | 35% | 35% | 35% | 35% | 35% | 35% | 35% | 35% | 35% | 35% | 35% | 35% | 35% | 35% | 35% | 35% | 35% | 35% | 35% | 35% | 35% | 35% | 35% | 35% | 35% | 35% | 35% | 35% | 35% | 35% | 35% | 35% | 35% | 35% | 35% | 35% | 35% | 35% | 35% | 35% | 35% | 35% | 35% | 35% | 35% | 35% | 35% | 35% | 35% | 35% | 35% | 35% | 35% | 35% | 35% | 35% | 35% | 35% | 35% | 35% | 35% | 35% | 35% | 35% | 35% | 35% | 35% | 35% | 35% | 35% | 35% | 35% | 35% | 35% | 35% | 35% | 35% | 35% | 35% | 35% | 35% | 35% | 35% | 35% | 35% | 35% | 35% | 35% | 35% | 35% | 35% | 35% | 35% | 35% | 35% | 35% | 35% | 35% | 35% | 35% | 35% | 35% | 35% | 35% | 35% | 35% | 35% | 35% | 35% | 35% | 35% | 35% | 35% | 35% | 35% | 35% | 35% | 35% | 35% | 35% | 35% | 35% | 35% | 35% | 35% | 35% | 35% | 35% | 35% | 35% | 35% | 35% | 35% | 35% | 35% | 35% | 35% | 35% | 35% | 35% | 35% | 35% | 35% | 35% | 35% | 35% | 35% | 35% | 35% | 35% | 35% | 35% | 35% | 35% | 35% | 35% | 35% | 35% | 35% | 35% | 35% | 35% | 35% | 35% | 35% | 35%
Marginal Losses |  | 6.75% | 6.75% | 6.75% | 6.75% | 6.75% | 6.75% | 6.75% | 6.75% | 6.75% | 6.75% | 6.75% | 6.75% | 6.75% | 6.75% | 6.75% | 6.75% | 6.75% | 6.75% | 6.75% | 6.75% | 6.75% | 6.75% | 6.75% | 6.75% | 6.75% | 6.75% | 6.75% | 6.75% | 6.75% | 6.75% | 6.75% | 6.75% | 6.75% | 6.75% | 6.75% | 6.75% | 6.75% | 6.75% | 6.75% | 6.75% | 6.75% | 6.75% | 6.75% | 6.75% | 6.75% | 6.75% | 6.75% | 6.75% | 6.75% | 6.75% | 6.75% | 6.75% | 6.75% | 6.75% | 6.75% | 6.75% | 6.75% | 6.75% | 6.75% | 6.75% | 6.75% | 6.75% | 6.75% | 6.75% | 6.75% | 6.75% | 6.75% | 6.75% | 6.75% | 6.75% | 6.75% | 6.75% | 6.75% | 6.75% | 6.75% | 6.75% | 6.75% | 6.75% | 6.75% | 6.75% | 6.75% | 6.75% | 6.75% | 6.75% | 6.75% | 6.75% | 6.75% | 6.75% | 6.75% | 6.75% | 6.75% | 6.75% | 6.75% | 6.75% | 6.75% | 6.75% | 6.75% | 6.75% | 6.75% | 6.75% | 6.75% | 6.75% | 6.75% | 6.75% | 6.75% | 6.75% | 6.75% | 6.75% | 6.75% | 6.75% | 6.75% | 6.75% | 6.75% | 6.75% | 6.75% | 6.75% | 6.75% | 6.75% | 6.75% | 6.75% | 6.75% | 6.75% | 6.75% | 6.75% | 6.75% | 6.75% | 6.75% | 6.75% | 6.75% | 6.75% | 6.75% | 6.75% | 6.75% | 6.75% | 6.75% | 6.75% | 6.75% | 6.75% | 6.75% | 6.75% | 6.75% | 6.75% | 6.75% | 6.75% | 6.75% | 6.75% | 6.75% | 6.75% | 6.75% | 6.75% | 6.75% | 6.75% | 6.75% | 6.75% | 6.75% | 6.75% | 6.75% | 6.75% | 6.75% | 6.75% | 6.75% | 6.75% | 6.75% | 6.75% | 6.75% | 6.75% | 6.75% | 6.75% | 6.75% | 6.75% | 6.75% | 6.75% | 6.75% | 6.75% | 6.75% | 6.75% | 6.75% | 6.75% | 6.75% | 6.75% | 6.75% | 6.75% | 6.75% | 6.75% | 6.75% | 6.75% | 6.75% | 6.75% | 6.75% | 6.75% | 6.75% | 6.75% | 6.75% | 6.75% | 6.75% | 6.75% | 6.75% | 6.75% | 6.75% | 6.75% | 6.75% | 6.75% | 6.75% | 6.75% | 6.75% | 6.75% | 6.75% | 6.75% | 6.75% | 6.75% | 6.75% | 6.75% | 6.75% | 6.75% | 6.75% | 6.75% | 6.75% | 6.75% | 6.75% | 6.75% | 6.75% | 6.75% | 6.75% | 6.75% | 6.75% | 6.75% | 6.75% | 6.75% | 6.75% | 6.75% | 6.75% | 6.75% | 6.75% | 6.75% | 6.75% | 6.75% | 6.75% | 6.75% | 6.75% | 6.75% | 6.75% | 6.75% | 6.75% | 6.75% | 6.75% | 6.75% | 6.75% | 6.75% | 6.75% | 6.75% | 6.75% | 6.75% | 6.75% | 6.75% | 6.75% | 6.75% | 6.75% | 6.75% | 6.75% | 6.75% | 6.75% | 6.75% | 6.75% | 6.75% | 6.75% | 6.75% | 6.75% | 6.75% | 6.75% | 6.75% | 6.75% | 6.75% | 6.75% | 6.75% | 6.75% | 6.75% | 6.75% | 6.75% | 6.75% | 6.75% | 6.75% | 6.75% | 6.75% | 6.75% | 6.75% | 6.75% | 6.75% | 6.75% | 6.75% | 6.75% | 6.75% | 6.75% | 6.75% | 6.75% | 6.75% | 6.75% | 6.75% | 6.75% | 6.75% | 6.75% | 6.75% | 6.75% | 6.75% | 6.75% | 6.75% | 6.75% | 6.75% | 6.75% | 6.75% | 6.75% | 6.75% | 6.75% | 6.75% | 6.75% | 6.75% | 6.75% | 6.75% | 6.75% | 6.75% | 6.75% | 6.75% | 6.75% | 6.75% | 6.75% | 6.75% | 6.75% | 6.75% | 6.75% | 6.75% | 6.75% | 6.75% | 6.75% | 6.75% | 6.75% | 6.75% | 6.75% | 6.75% | 6.75% | 6.75% | 6.75% | 6.75% | 6.75% | 6.75% | 6.75% | 6.75% | 6.75% | 6.75% | 6.75% | 6.75% | 6.75% | 6.75% | 6.75% | 6.75% | 6.75% | 6.75% | 6.75% | 6.75% | 6.75% | 6.75% | 6.75% | 6.75% | 6.75% | 6.75% | 6.75% | 6.75% | 6.75% | 6.75% | 6.75% | 6.75% | 6.75% | 6.75% | 6.75% | 6.75% | 6.75% | 6.75% | 6.75% | 6.75% | 6.75% | 6.75% | 6.75%
[382 empty] | Month | Year | Beginning | Ending | Volume
Adjusted Capacity Volume (2) |  | 10.565 | 10.565 | 10.565 | 10.565 | 10.565 | 10.565 | 10.565 | 10.565 | 10.565 | 10.565 | 10.565 | 10.565 | 10.105 | 10.105 | 10.105 | 10.105 | 10.105 | 10.105 | 10.105 | 10.105 | 10.105 | 10.105 | 10.105 | 10.105 | 9.664 | 9.664 | 9.664 | 9.664 | 9.664 | 9.572 | 9.572 | 9.572 | 9.572 | 9.572 | 9.572 | 9.572 | 9.155 | 9.155 | 9.155 | 9.155 | 9.155 | 9.155 | 9.155 | 9.155 | 9.155 | 9.155 | 9.155 | 9.155 | 8.756 | 8.756 | 8.756 | 8.756 | 8.756 | 8.756 | 8.756 | 8.756 | 8.756 | 8.756 | 8.756 | 8.756 | 8.375 | 8.375 | 8.375 | 8.375 | 8.375 | 8.375 | 8.375 | 8.375 | 8.375 | 8.375 | 8.375 | 8.375 | 8.01 | 8.01 | 8.01 | 8.01 | 8.01 | 7.933 | 7.933 | 7.933 | 7.933 | 7.933 | 7.933 | 7.933 | 7.587 | 7.587 | 7.587 | 7.587 | 7.587 | 7.587 | 7.587 | 7.587 | 7.587 | 7.587 | 7.587 | 7.587 | 7.256 | 7.256 | 7.256 | 7.256 | 7.256 | 7.186 | 7.186 | 7.186 | 7.186 | 7.186 | 7.186 | 7.186 | 6.873 | 6.873 | 6.873 | 6.873 | 6.873 | 6.873 | 6.873 | 6.873 | 6.873 | 6.873 | 6.873 | 6.873 | 6.573 | 6.573 | 6.573 | 6.573 | 6.573 | 6.444 | 6.444 | 6.444 | 6.444 | 6.444 | 6.444 | 6.444 | 6.164 | 6.164 | 6.164 | 6.164 | 6.164 | 6.04 | 6.04 | 6.04 | 6.04 | 6.04 | 6.04 | 6.04 | 5.777 | 5.777 | 5.777 | 5.777 | 5.777 | 5.718 | 5.718 | 5.718 | 5.718 | 5.718 | 5.718 | 5.718 | 5.469 | 5.469 | 5.469 | 5.469 | 5.469 | 5.243 | 5.243 | 5.243 | 5.243 | 5.243 | 5.243 | 5.243 | 5.015 | 5.015 | 5.015 | 5.015 | 5.015 | 4.853 | 4.853 | 4.853 | 4.853 | 4.853 | 4.853 | 4.853 | 4.642 | 4.642 | 4.642 | 4.642 | 4.642 | 4.384 | 4.384 | 4.384 | 4.384 | 4.384 | 4.384 | 4.384 | 4.193 | 4.193 | 4.193 | 4.193 | 4.193 | 3.601 | 3.601 | 3.601 | 3.601 | 3.601 | 3.601 | 3.601 | 3.444 | 3.444 | 3.444 | 3.444 | 3.444 | 2.548 | 2.548 | 2.548 | 2.548 | 2.548 | 2.548 | 2.548 | 2.437 | 2.437 | 2.437 | 2.437 | 2.437 | 1.309 | 1.309 | 1.309 | 1.309 | 1.309 | 1.309 | 1.309 | 1.252 | 1.252 | 1.252 | 1.252 | 1.252 | 0 | 0 | 0 | 0 | 0 | 0 | 0 | 0 | 0 | 0 | 0 | 0 | 0 | 0 | 0 | 0 | 0 | 0 | 0 | 0 | 0 | 0 | 0 | 0 | 0 | 0 | 0 | 0 | 0 | 0 | 0 | 0 | 0 | 0 | 0 | 0 | 0 | 0 | 0 | 0 | 0 | 0 | 0 | 0 | 0 | 0 | 0 | 0 | 0 | 0 | 0 | 0 | 0 | 0 | 0 | 0 | 0 | 0 | 0 | 0 | 0 | 0 | 0 | 0 | 0 | 0 | 0 | 0 | 0 | 0 | 0 | 0 | 0 | 0 | 0 | 0 | 0 | 0 | 0 | 0 | 0 | 0 | 0 | 0 | 0 | 0 | 0 | 0 | 0 | 0 | 0 | 0 | 0 | 0 | 0 | 0 | 0 | 0 | 0 | 0 | 0 | 0 | 0 | 0 | 0 | 0 | 0 | 0 | 0 | 0 | 0 | 0 | 0 | 0 | 0 | 0 | 0 | 0 | 0 | 0 | 0 | 0 | 0 | 0 | 0 | 0 | 0 | 0 | 0 | 0 | 0 | 0 | 0 | 0 | 0 | 0 | 0 | 0 | 0 | 0 | 0 | 0 | 0 | 0 | 0 | 0 | 0 | 8 | 2025 | 2025-06-01 | 2026-05-31 | 10.5
Adjusted RNS Volume (2) |  | 0 | 6.564 | 6.564 | 6.564 | 6.564 | 6.564 | 6.564 | 6.564 | 6.564 | 6.564 | 6.564 | 6.564 | 6.251 | 6.251 | 6.251 | 6.251 | 6.251 | 6.251 | 6.251 | 6.251 | 6.251 | 6.251 | 6.251 | 6.251 | 5.953 | 5.896 | 5.896 | 5.896 | 5.896 | 5.896 | 5.896 | 5.896 | 5.896 | 5.896 | 5.896 | 5.896 | 5.615 | 5.615 | 5.615 | 5.615 | 5.615 | 5.615 | 5.615 | 5.615 | 5.615 | 5.615 | 5.615 | 5.615 | 5.347 | 5.347 | 5.347 | 5.347 | 5.347 | 5.347 | 5.347 | 5.347 | 5.347 | 5.347 | 5.347 | 5.347 | 5.092 | 5.092 | 5.092 | 5.092 | 5.092 | 5.092 | 5.092 | 5.092 | 5.092 | 5.092 | 5.092 | 5.092 | 4.849 | 4.802 | 4.802 | 4.802 | 4.802 | 4.802 | 4.802 | 4.802 | 4.802 | 4.802 | 4.802 | 4.802 | 4.573 | 4.573 | 4.573 | 4.573 | 4.573 | 4.573 | 4.573 | 4.573 | 4.573 | 4.573 | 4.573 | 4.573 | 4.355 | 4.312 | 4.312 | 4.312 | 4.312 | 4.312 | 4.312 | 4.312 | 4.312 | 4.312 | 4.312 | 4.312 | 4.106 | 4.106 | 4.106 | 4.106 | 4.106 | 4.106 | 4.106 | 4.106 | 4.106 | 4.106 | 4.106 | 4.106 | 3.91 | 3.834 | 3.834 | 3.834 | 3.834 | 3.834 | 3.834 | 3.834 | 3.834 | 3.834 | 3.834 | 3.834 | 3.651 | 3.578 | 3.578 | 3.578 | 3.578 | 3.578 | 3.578 | 3.578 | 3.578 | 3.578 | 3.578 | 3.578 | 3.407 | 3.372 | 3.372 | 3.372 | 3.372 | 3.372 | 3.372 | 3.372 | 3.372 | 3.372 | 3.372 | 3.372 | 3.211 | 3.079 | 3.079 | 3.079 | 3.079 | 3.079 | 3.079 | 3.079 | 3.079 | 3.079 | 3.079 | 3.079 | 2.932 | 2.837 | 2.837 | 2.837 | 2.837 | 2.837 | 2.837 | 2.837 | 2.837 | 2.837 | 2.837 | 2.837 | 2.702 | 2.552 | 2.552 | 2.552 | 2.552 | 2.552 | 2.552 | 2.552 | 2.552 | 2.552 | 2.552 | 2.552 | 2.43 | 2.087 | 2.087 | 2.087 | 2.087 | 2.087 | 2.087 | 2.087 | 2.087 | 2.087 | 2.087 | 2.087 | 1.987 | 1.47 | 1.47 | 1.47 | 1.47 | 1.47 | 1.47 | 1.47 | 1.47 | 1.47 | 1.47 | 1.47 | 1.4 | 0.752 | 0.752 | 0.752 | 0.752 | 0.752 | 0.752 | 0.752 | 0.752 | 0.752 | 0.752 | 0.752 | 0.716 | 0 | 0 | 0 | 0 | 0 | 0 | 0 | 0 | 0 | 0 | 0 | 0 | 0 | 0 | 0 | 0 | 0 | 0 | 0 | 0 | 0 | 0 | 0 | 0 | 0 | 0 | 0 | 0 | 0 | 0 | 0 | 0 | 0 | 0 | 0 | 0 | 0 | 0 | 0 | 0 | 0 | 0 | 0 | 0 | 0 | 0 | 0 | 0 | 0 | 0 | 0 | 0 | 0 | 0 | 0 | 0 | 0 | 0 | 0 | 0 | 0 | 0 | 0 | 0 | 0 | 0 | 0 | 0 | 0 | 0 | 0 | 0 | 0 | 0 | 0 | 0 | 0 | 0 | 0 | 0 | 0 | 0 | 0 | 0 | 0 | 0 | 0 | 0 | 0 | 0 | 0 | 0 | 0 | 0 | 0 | 0 | 0 | 0 | 0 | 0 | 0 | 0 | 0 | 0 | 0 | 0 | 0 | 0 | 0 | 0 | 0 | 0 | 0 | 0 | 0 | 0 | 0 | 0 | 0 | 0 | 0 | 0 | 0 | 0 | 0 | 0 | 0 | 0 | 0 | 0 | 0 | 0 | 0 | 0 | 0 | 0 | 0 | 0 | 0 | 0 | 0 | 0 | 0 | 0 | 0 | 0 | 0 | 0 | 0 | 0 | 0 | 8 | 2026 | 2026-06-01 | 2027-05-31 | 10.5
[382 empty] | 8 | 2027 | 2027-06-01 | 2028-05-31 | 10.5
RNS Price - $/kW-month |  | 16.9841 | 17.0278 | 17.0278 | 17.0278 | 17.0278 | 17.0278 | 17.0278 | 17.0278 | 17.0278 | 17.0278 | 17.0278 | 17.0278 | 17.8178 | 17.8623 | 17.8623 | 17.8623 | 17.8623 | 17.8623 | 17.8623 | 17.8623 | 17.8623 | 17.8623 | 17.8623 | 17.8623 | 18.7323 | 18.7778 | 18.7778 | 18.7778 | 18.7778 | 18.7778 | 18.7778 | 18.7778 | 18.7778 | 18.7778 | 18.7778 | 18.7778 | 19.5778 | 19.6241 | 19.6241 | 19.6241 | 19.6241 | 19.6241 | 19.6241 | 19.6241 | 19.6241 | 19.6241 | 19.6241 | 19.6241 | 20.0541 | 20.1014 | 20.1014 | 20.1014 | 20.1014 | 20.1014 | 20.1014 | 20.1014 | 20.1014 | 20.1014 | 20.1014 | 20.1014 | 20.3614 | 20.4096 | 20.4096 | 20.4096 | 20.4096 | 20.4096 | 20.4096 | 20.4096 | 20.4096 | 20.4096 | 20.4096 | 20.4096 | 20.6796 | 20.7288 | 20.7288 | 20.7288 | 20.7288 | 20.7288 | 20.7288 | 20.7288 | 20.7288 | 20.7288 | 20.7288 | 20.7288 | 21.0088 | 21.059 | 21.059 | 21.059 | 21.059 | 21.059 | 21.059 | 21.059 | 21.059 | 21.059 | 21.059 | 21.059 | 21.329 | 21.3802 | 21.3802 | 21.3802 | 21.3802 | 21.3802 | 21.3802 | 21.3802 | 21.3802 | 21.3802 | 21.3802 | 21.3802 | 21.6602 | 21.7124 | 21.7124 | 21.7124 | 21.7124 | 21.7124 | 21.7124 | 21.7124 | 21.7124 | 21.7124 | 21.7124 | 21.7124 | 22.0024 | 22.0556 | 22.0556 | 22.0556 | 22.0556 | 22.0556 | 22.0556 | 22.0556 | 22.0556 | 22.0556 | 22.0556 | 22.0556 | 22.3456 | 22.3999 | 22.3999 | 22.3999 | 22.3999 | 22.3999 | 22.3999 | 22.3999 | 22.3999 | 22.3999 | 22.3999 | 22.3999 | 22.6899 | 22.7453 | 22.7453 | 22.7453 | 22.7453 | 22.7453 | 22.7453 | 22.7453 | 22.7453 | 22.7453 | 22.7453 | 22.7453 | 23.0453 | 23.1018 | 23.1018 | 23.1018 | 23.1018 | 23.1018 | 23.1018 | 23.1018 | 23.1018 | 23.1018 | 23.1018 | 23.1018 | 23.4118 | 23.4695 | 23.4695 | 23.4695 | 23.4695 | 23.4695 | 23.4695 | 23.4695 | 23.4695 | 23.4695 | 23.4695 | 23.4695 | 23.7695 | 23.8283 | 23.8283 | 23.8283 | 23.8283 | 23.8283 | 23.8283 | 23.8283 | 23.8283 | 23.8283 | 23.8283 | 23.8283 | 24.1483 | 24.2082 | 24.2082 | 24.2082 | 24.2082 | 24.2082 | 24.2082 | 24.2082 | 24.2082 | 24.2082 | 24.2082 | 24.2082 | 24.5282 | 24.5894 | 24.5894 | 24.5894 | 24.5894 | 24.5894 | 24.5894 | 24.5894 | 24.5894 | 24.5894 | 24.5894 | 24.5894 | 24.9094 | 24.9718 | 24.9718 | 24.9718 | 24.9718 | 24.9718 | 24.9718 | 24.9718 | 24.9718 | 24.9718 | 24.9718 | 24.9718 | 25.3018 | 25.3654 | 25.3654 | 25.3654 | 25.3654 | 25.3654 | 25.3654 | 25.3654 | 25.3654 | 25.3654 | 25.3654 | 25.3654 | 25.6954 | 25.7603 | 25.7603 | 25.7603 | 25.7603 | 25.7603 | 25.7603 | 25.7603 | 25.7603 | 25.7603 | 25.7603 | 25.7603 | 26.0903 | 26.1565 | 26.1565 | 26.1565 | 26.1565 | 26.1565 | 26.1565 | 26.1565 | 26.1565 | 26.1565 | 26.1565 | 26.1565 | 26.4965 | 26.5641 | 26.5641 | 26.5641 | 26.5641 | 26.5641 | 26.5641 | 26.5641 | 26.5641 | 26.5641 | 26.5641 | 26.5641 | 26.9141 | 26.9829 | 26.9829 | 26.9829 | 26.9829 | 26.9829 | 26.9829 | 26.9829 | 26.9829 | 26.9829 | 26.9829 | 26.9829 | 27.3429 | 27.4132 | 27.4132 | 27.4132 | 27.4132 | 27.4132 | 27.4132 | 27.4132 | 27.4132 | 27.4132 | 27.4132 | 27.4132 | 27.7632 | 27.8349 | 27.8349 | 27.8349 | 27.8349 | 27.8349 | 27.8349 | 27.8349 | 27.8349 | 27.8349 | 27.8349 | 27.8349 | 28.1949 | 28.268 | 28.268 | 28.268 | 28.268 | 28.268 | 28.268 | 28.268 | 28.268 | 28.268 | 28.268 | 28.268 | 28.638 | 28.7125 | 28.7125 | 28.7125 | 28.7125 | 28.7125 | 28.7125 | 28.7125 | 28.7125 | 28.7125 | 28.7125 | 28.7125 | 29.0925 | 29.1686 | 29.1686 | 29.1686 | 29.1686 | 29.1686 | 29.1686 | 29.1686 | 29.1686 | 29.1686 | 29.1686 | 29.1686 | 0 | 0 | 0 | 0 | 0 | 0 | 0 | 0 | 0 | 0 | 0 | 0 | 0 | 0 | 0 | 0 | 0 | 0 | 0 | 0 | 0 | 0 | 0 | 0 | 0 | 0 | 0 | 0 | 0 | 0 | 0 | 0 | 8 | 2028 | 2028-06-01 | 2029-05-31 | 10.4
Capacity Price - $/kW-month |  | 2.53 | 2.53 | 2.53 | 2.53 | 2.53 | 2.59 | 2.59 | 2.59 | 2.59 | 2.59 | 2.59 | 2.59 | 2.59 | 2.59 | 2.59 | 2.59 | 2.59 | 3.58 | 3.58 | 3.58 | 3.58 | 3.58 | 3.58 | 3.58 | 3.58 | 3.58 | 3.58 | 3.58 | 3.58 | 5.349 | 5.349 | 5.349 | 5.349 | 5.349 | 5.349 | 5.349 | 5.349 | 5.349 | 5.349 | 5.349 | 5.349 | 6.1398 | 6.1398 | 6.1398 | 6.1398 | 6.1398 | 6.1398 | 6.1398 | 6.1398 | 6.1398 | 6.1398 | 6.1398 | 6.1398 | 6.3795 | 6.3795 | 6.3795 | 6.3795 | 6.3795 | 6.3795 | 6.3795 | 6.3795 | 6.3795 | 6.3795 | 6.3795 | 6.3795 | 6.6687 | 6.6687 | 6.6687 | 6.6687 | 6.6687 | 6.6687 | 6.6687 | 6.6687 | 6.6687 | 6.6687 | 6.6687 | 6.6687 | 7.289 | 7.289 | 7.289 | 7.289 | 7.289 | 7.289 | 7.289 | 7.289 | 7.289 | 7.289 | 7.289 | 7.289 | 7.5317 | 7.5317 | 7.5317 | 7.5317 | 7.5317 | 7.5317 | 7.5317 | 7.5317 | 7.5317 | 7.5317 | 7.5317 | 7.5317 | 7.9506 | 7.9506 | 7.9506 | 7.9506 | 7.9506 | 7.9506 | 7.9506 | 7.9506 | 7.9506 | 7.9506 | 7.9506 | 7.9506 | 8.7393 | 8.7393 | 8.7393 | 8.7393 | 8.7393 | 8.7393 | 8.7393 | 8.7393 | 8.7393 | 8.7393 | 8.7393 | 8.7393 | 12.4472 | 12.4472 | 12.4472 | 12.4472 | 12.4472 | 12.4472 | 12.4472 | 12.4472 | 12.4472 | 12.4472 | 12.4472 | 12.4472 | 13.3672 | 13.3672 | 13.3672 | 13.3672 | 13.3672 | 13.3672 | 13.3672 | 13.3672 | 13.3672 | 13.3672 | 13.3672 | 13.3672 | 14.1264 | 14.1264 | 14.1264 | 14.1264 | 14.1264 | 14.1264 | 14.1264 | 14.1264 | 14.1264 | 14.1264 | 14.1264 | 14.1264 | 14.951 | 14.951 | 14.951 | 14.951 | 14.951 | 14.951 | 14.951 | 14.951 | 14.951 | 14.951 | 14.951 | 14.951 | 15.3248 | 15.3248 | 15.3248 | 15.3248 | 15.3248 | 15.3248 | 15.3248 | 15.3248 | 15.3248 | 15.3248 | 15.3248 | 15.3248 | 15.7079 | 15.7079 | 15.7079 | 15.7079 | 15.7079 | 15.7079 | 15.7079 | 15.7079 | 15.7079 | 15.7079 | 15.7079 | 15.7079 | 16.1006 | 16.1006 | 16.1006 | 16.1006 | 16.1006 | 16.1006 | 16.1006 | 16.1006 | 16.1006 | 16.1006 | 16.1006 | 16.1006 | 16.5031 | 16.5031 | 16.5031 | 16.5031 | 16.5031 | 16.5031 | 16.5031 | 16.5031 | 16.5031 | 16.5031 | 16.5031 | 16.5031 | 16.9157 | 16.9157 | 16.9157 | 16.9157 | 16.9157 | 16.9157 | 16.9157 | 16.9157 | 16.9157 | 16.9157 | 16.9157 | 16.9157 | 17.3047 | 17.3047 | 17.3047 | 17.3047 | 17.3047 | 17.3047 | 17.3047 | 17.3047 | 17.3047 | 17.3047 | 17.3047 | 17.3047 | 17.7027 | 17.7027 | 17.7027 | 17.7027 | 17.7027 | 17.7027 | 17.7027 | 17.7027 | 17.7027 | 17.7027 | 17.7027 | 17.7027 | 18.1099 | 18.1099 | 18.1099 | 18.1099 | 18.1099 | 18.1099 | 18.1099 | 18.1099 | 18.1099 | 18.1099 | 18.1099 | 18.1099 | 18.5264 | 18.5264 | 18.5264 | 18.5264 | 18.5264 | 18.5264 | 18.5264 | 18.5264 | 18.5264 | 18.5264 | 18.5264 | 18.5264 | 18.9525 | 18.9525 | 18.9525 | 18.9525 | 18.9525 | 18.9525 | 18.9525 | 18.9525 | 18.9525 | 18.9525 | 18.9525 | 18.9525 | 19.3885 | 19.3885 | 19.3885 | 19.3885 | 19.3885 | 19.3885 | 19.3885 | 19.3885 | 19.3885 | 19.3885 | 19.3885 | 19.3885 | 19.8344 | 19.8344 | 19.8344 | 19.8344 | 19.8344 | 19.8344 | 19.8344 | 19.8344 | 19.8344 | 19.8344 | 19.8344 | 19.8344 | 20.2906 | 20.2906 | 20.2906 | 20.2906 | 20.2906 | 20.2906 | 20.2906 | 20.2906 | 20.2906 | 20.2906 | 20.2906 | 20.2906 | 20.7573 | 20.7573 | 20.7573 | 20.7573 | 20.7573 | 20.7573 | 20.7573 | 20.7573 | 20.7573 | 20.7573 | 20.7573 | 20.7573 | 21.2347 | 21.2347 | 21.2347 | 21.2347 | 21.2347 | 21.2347 | 21.2347 | 21.2347 | 21.2347 | 21.2347 | 21.2347 | 21.2347 | 21.7231 | 21.7231 | 21.7231 | 21.7231 | 21.7231 | 21.7231 | 21.7231 | 21.7231 | 21.7231 | 21.7231 | 21.7231 | 21.7231 | 22.2227 | 22.2227 | 22.2227 | 22.2227 | 22.2227 | 22.2227 | 22.2227 | 22.2227 | 22.2227 | 22.2227 | 22.2227 | 22.2227 | 0 | 0 | 0 | 8 | 2029 | 2029-06-01 | 2030-05-31 | 10.4
[382 empty] | 8 | 2030 | 2030-06-01 | 2031-05-31 | 10.4
Revenues | [381 empty] | 8 | 2031 | 2031-06-01 | 2032-05-31 | 10.4
Energy |  | 9.0876 | 9.1607 | 10.4208 | 11.4272 | 11.4897 | 12.4685 | 13.8749 | 14.1731 | 12.2969 | 11.6303 | 10.5986 | 10.472 | 8.9837 | 9.6756 | 10.8035 | 12.0124 | 12.4687 | 12.8287 | 14.3701 | 14.7245 | 12.5446 | 12.6318 | 11.5523 | 10.8069 | 12.4373 | 12.6922 | 10.9204 | 11.3082 | 11.4415 | 11.6253 | 12.3294 | 11.4305 | 11.3766 | 11.2746 | 10.9637 | 10.7687 | 12.5102 | 12.524 | 11.2129 | 11.5934 | 11.6181 | 11.765 | 12.4808 | 11.7141 | 11.558 | 11.6073 | 11.2998 | 10.8561 | 12.8483 | 12.8896 | 11.4268 | 11.739 | 11.9198 | 12.0893 | 12.6258 | 11.9177 | 11.7233 | 11.9381 | 11.3002 | 11.907 | 13.4586 | 12.8338 | 11.6951 | 11.9891 | 12.0827 | 12.3265 | 12.7784 | 12.3096 | 12.1145 | 12.2386 | 11.5979 | 12.0716 | 13.7911 | 13.9321 | 11.8465 | 12.2254 | 12.2419 | 12.2671 | 12.8382 | 12.5936 | 12.1335 | 12.4924 | 11.5506 | 13.4967 | 14.2659 | 13.9421 | 12.104 | 12.4262 | 12.3483 | 12.4569 | 12.9772 | 12.9767 | 12.2715 | 12.8288 | 12.0189 | 12.7943 | 14.4088 | 14.0819 | 12.2264 | 12.5516 | 12.473 | 12.5826 | 13.1078 | 13.1074 | 12.3955 | 12.9581 | 12.1405 | 12.9232 | 14.697 | 14.3636 | 12.4709 | 12.8027 | 12.7225 | 12.8343 | 13.37 | 13.3695 | 12.6434 | 13.2173 | 12.3833 | 13.1817 | 14.7153 | 14.3787 | 12.4683 | 12.8032 | 12.7223 | 12.8351 | 13.3758 | 13.3754 | 12.6425 | 13.2217 | 12.3799 | 13.1858 | 14.7496 | 14.4063 | 12.4577 | 12.7993 | 12.7167 | 12.8318 | 13.3834 | 13.3829 | 12.6353 | 13.2261 | 12.3675 | 13.1895 | 14.912 | 14.5619 | 12.5743 | 12.9227 | 12.8384 | 12.9559 | 13.5184 | 13.518 | 12.7554 | 13.3581 | 12.4822 | 13.3207 | 14.6473 | 14.2939 | 12.2878 | 12.6395 | 12.5545 | 12.673 | 13.2408 | 13.2403 | 12.4707 | 13.0789 | 12.195 | 13.0412 | 14.5039 | 14.1473 | 12.1229 | 12.4778 | 12.392 | 12.5116 | 13.0845 | 13.084 | 12.3074 | 12.9212 | 12.0292 | 12.8831 | 14.0904 | 13.7267 | 11.6618 | 12.0238 | 11.9363 | 12.0582 | 12.6427 | 12.6422 | 11.85 | 12.4761 | 11.5662 | 12.4372 | 12.6266 | 12.2595 | 10.176 | 10.5412 | 10.4529 | 10.576 | 11.1657 | 11.1652 | 10.3659 | 10.9976 | 10.0796 | 10.9585 | 10.0976 | 9.7232 | 7.598 | 7.9706 | 7.8805 | 8.006 | 8.6075 | 8.607 | 7.7917 | 8.4361 | 7.4996 | 8.3961 | 6.5422 | 6.1644 | 4.0203 | 4.3962 | 4.3053 | 4.432 | 5.0388 | 5.0383 | 4.2157 | 4.8658 | 3.9211 | 4.8255 | 2.256 | 1.8707 | -0.31627 | 0.06712 | -0.025569 | 0.10363 | 0.72263 | 0.72211 | -0.11692 | 0.54618 | -0.41751 | 0.50506 | 0 | 0 | 0 | 0 | 0 | 0 | 0 | 0 | 0 | 0 | 0 | 0 | 0 | 0 | 0 | 0 | 0 | 0 | 0 | 0 | 0 | 0 | 0 | 0 | 0 | 0 | 0 | 0 | 0 | 0 | 0 | 0 | 0 | 0 | 0 | 0 | 0 | 0 | 0 | 0 | 0 | 0 | 0 | 0 | 0 | 0 | 0 | 0 | 0 | 0 | 0 | 0 | 0 | 0 | 0 | 0 | 0 | 0 | 0 | 0 | 0 | 0 | 0 | 0 | 0 | 0 | 0 | 0 | 0 | 0 | 0 | 0 | 0 | 0 | 0 | 0 | 0 | 0 | 0 | 0 | 0 | 0 | 0 | 0 | 0 | 0 | 0 | 0 | 0 | 0 | 0 | 0 | 0 | 0 | 0 | 0 | 0 | 0 | 0 | 0 | 0 | 0 | 0 | 0 | 0 | 0 | 0 | 0 | 0 | 0 | 0 | 0 | 0 | 0 | 0 | 0 | 0 | 0 | 0 | 0 | [20 empty] | 8 | 2032 | 2032-06-01 | 2033-05-31 | 10.3
DASI |  | 0.5355 | 0.5355 | 0.5355 | 0.5355 | 0.5355 | 0.5355 | 0.5355 | 0.5355 | 0.5355 | 0.5355 | 0.5355 | 0.5355 | 0.54621 | 0.54621 | 0.54621 | 0.54621 | 0.54621 | 0.54621 | 0.54621 | 0.54621 | 0.54621 | 0.54621 | 0.54621 | 0.54621 | 0.55183 | 0.55183 | 0.55183 | 0.55183 | 0.55183 | 0.55183 | 0.55183 | 0.55183 | 0.55183 | 0.55183 | 0.55183 | 0.55183 | 0.56286 | 0.56286 | 0.56286 | 0.56286 | 0.56286 | 0.56286 | 0.56286 | 0.56286 | 0.56286 | 0.56286 | 0.56286 | 0.56286 | 0.57412 | 0.57412 | 0.57412 | 0.57412 | 0.57412 | 0.57412 | 0.57412 | 0.57412 | 0.57412 | 0.57412 | 0.57412 | 0.57412 | 0.5856 | 0.5856 | 0.5856 | 0.5856 | 0.5856 | 0.5856 | 0.5856 | 0.5856 | 0.5856 | 0.5856 | 0.5856 | 0.5856 | 0.59157 | 0.59157 | 0.59157 | 0.59157 | 0.59157 | 0.59157 | 0.59157 | 0.59157 | 0.59157 | 0.59157 | 0.59157 | 0.59157 | 0.6034 | 0.6034 | 0.6034 | 0.6034 | 0.6034 | 0.6034 | 0.6034 | 0.6034 | 0.6034 | 0.6034 | 0.6034 | 0.6034 | 0.6095 | 0.6095 | 0.6095 | 0.6095 | 0.6095 | 0.6095 | 0.6095 | 0.6095 | 0.6095 | 0.6095 | 0.6095 | 0.6095 | 0.62169 | 0.62169 | 0.62169 | 0.62169 | 0.62169 | 0.62169 | 0.62169 | 0.62169 | 0.62169 | 0.62169 | 0.62169 | 0.62169 | 0.62169 | 0.62169 | 0.62169 | 0.62169 | 0.62169 | 0.62169 | 0.62169 | 0.62169 | 0.62169 | 0.62169 | 0.62169 | 0.62169 | 0.62144 | 0.62144 | 0.62144 | 0.62144 | 0.62144 | 0.62144 | 0.62144 | 0.62144 | 0.62144 | 0.62144 | 0.62144 | 0.62144 | 0.6274 | 0.6274 | 0.6274 | 0.6274 | 0.6274 | 0.6274 | 0.6274 | 0.6274 | 0.6274 | 0.6274 | 0.6274 | 0.6274 | 0.61356 | 0.61356 | 0.61356 | 0.61356 | 0.61356 | 0.61356 | 0.61356 | 0.61356 | 0.61356 | 0.61356 | 0.61356 | 0.61356 | 0.60564 | 0.60564 | 0.60564 | 0.60564 | 0.60564 | 0.60564 | 0.60564 | 0.60564 | 0.60564 | 0.60564 | 0.60564 | 0.60564 | 0.58343 | 0.58343 | 0.58343 | 0.58343 | 0.58343 | 0.58343 | 0.58343 | 0.58343 | 0.58343 | 0.58343 | 0.58343 | 0.58343 | 0.51109 | 0.51109 | 0.51109 | 0.51109 | 0.51109 | 0.51109 | 0.51109 | 0.51109 | 0.51109 | 0.51109 | 0.51109 | 0.51109 | 0.38563 | 0.38563 | 0.38563 | 0.38563 | 0.38563 | 0.38563 | 0.38563 | 0.38563 | 0.38563 | 0.38563 | 0.38563 | 0.38563 | 0.21124 | 0.21124 | 0.21124 | 0.21124 | 0.21124 | 0.21124 | 0.21124 | 0.21124 | 0.21124 | 0.21124 | 0.21124 | 0.21124 | 0 | 0 | 0 | 0 | 0 | 0 | 0 | 0 | 0 | 0 | 0 | 0 | 0 | 0 | 0 | 0 | 0 | 0 | 0 | 0 | 0 | 0 | 0 | 0 | 0 | 0 | 0 | 0 | 0 | 0 | 0 | 0 | 0 | 0 | 0 | 0 | 0 | 0 | 0 | 0 | 0 | 0 | 0 | 0 | 0 | 0 | 0 | 0 | 0 | 0 | 0 | 0 | 0 | 0 | 0 | 0 | 0 | 0 | 0 | 0 | 0 | 0 | 0 | 0 | 0 | 0 | 0 | 0 | 0 | 0 | 0 | 0 | 0 | 0 | 0 | 0 | 0 | 0 | 0 | 0 | 0 | 0 | 0 | 0 | 0 | 0 | 0 | 0 | 0 | 0 | 0 | 0 | 0 | 0 | 0 | 0 | 0 | 0 | 0 | 0 | 0 | 0 | 0 | 0 | 0 | 0 | 0 | 0 | 0 | 0 | 0 | 0 | 0 | 0 | 0 | 0 | 0 | 0 | 0 | 0 | 0 | 0 | 0 | 0 | 0 | 0 | 0 | 0 | 0 | 0 | 0 | 0
Rate 1
Frequency |  | 15.9216 | 15.9216 | 15.9216 | 15.9216 | 15.9216 | 15.9216 | 15.9216 | 15.9216 | 15.9216 | 15.9216 | 15.9216 | 15.9216 | 13.5334 | 13.5334 | 13.5334 | 13.5334 | 13.5334 | 13.5334 | 13.5334 | 13.5334 | 13.5334 | 13.5334 | 13.5334 | 13.5334 | 11.3938 | 11.3938 | 11.3938 | 11.3938 | 11.3938 | 11.3938 | 11.3938 | 11.3938 | 11.3938 | 11.3938 | 11.3938 | 11.3938 | 9.6848 | 9.6848 | 9.6848 | 9.6848 | 9.6848 | 9.6848 | 9.6848 | 9.6848 | 9.6848 | 9.6848 | 9.6848 | 9.6848 | 8.232 | 8.232 | 8.232 | 8.232 | 8.232 | 8.232 | 8.232 | 8.232 | 8.232 | 8.232 | 8.232 | 8.232 | 6.9972 | 6.9972 | 6.9972 | 6.9972 | 6.9972 | 6.9972 | 6.9972 | 6.9972 | 6.9972 | 6.9972 | 6.9972 | 6.9972 | 0 | 0 | 0 | 0 | 0 | 0 | 0 | 0 | 0 | 0 | 0 | 0 | 0 | 0 | 0 | 0 | 0 | 0 | 0 | 0 | 0 | 0 | 0 | 0 | 0 | 0 | 0 | 0 | 0 | 0 | 0 | 0 | 0 | 0 | 0 | 0 | 0 | 0 | 0 | 0 | 0 | 0 | 0 | 0 | 0 | 0 | 0 | 0 | 0 | 0 | 0 | 0 | 0 | 0 | 0 | 0 | 0 | 0 | 0 | 0 | 0 | 0 | 0 | 0 | 0 | 0 | 0 | 0 | 0 | 0 | 0 | 0 | 0 | 0 | 0 | 0 | 0 | 0 | 0 | 0 | 0 | 0 | 0 | 0 | 0 | 0 | 0 | 0 | 0 | 0 | 0 | 0 | 0 | 0 | 0 | 0 | 0 | 0 | 0 | 0 | 0 | 0 | 0 | 0 | 0 | 0 | 0 | 0 | 0 | 0 | 0 | 0 | 0 | 0 | 0 | 0 | 0 | 0 | 0 | 0 | 0 | 0 | 0 | 0 | 0 | 0 | 0 | 0 | 0 | 0 | 0 | 0 | 0 | 0 | 0 | 0 | 0 | 0 | 0 | 0 | 0 | 0 | 0 | 0 | 0 | 0 | 0 | 0 | 0 | 0 | 0 | 0 | 0 | 0 | 0 | 0 | 0 | 0 | 0 | 0 | 0 | 0 | 0 | 0 | 0 | 0 | 0 | 0 | 0 | 0 | 0 | 0 | 0 | 0 | 0 | 0 | 0 | 0 | 0 | 0 | 0 | 0 | 0 | 0 | 0 | 0 | 0 | 0 | 0 | 0 | 0 | 0 | 0 | 0 | 0 | 0 | 0 | 0 | 0 | 0 | 0 | 0 | 0 | 0 | 0 | 0 | 0 | 0 | 0 | 0 | 0 | 0 | 0 | 0 | 0 | 0 | 0 | 0 | 0 | 0 | 0 | 0 | 0 | 0 | 0 | 0 | 0 | 0 | 0 | 0 | 0 | 0 | 0 | 0 | 0 | 0 | 0 | 0 | 0 | 0 | 0 | 0 | 0 | 0 | 0 | 0 | 0 | 0 | 0 | 0 | 0 | 0 | 0 | 0 | 0 | 0 | 0 | 0 | 0 | 0 | 0 | 0 | 0 | 0 | 0 | 0 | 0 | 0 | 0 | 0 | 0 | 0 | 0 | 0 | 0 | 0 | 0 | 0 | 0 | 0 | 0 | 0 | 0 | 0 | 0 | 0 | 0 | 0 | 0 | 0 | 0 | 0 | 0 | 0 | 0 | 0 | 0 | 0 | 0 | 0 | 0 | 0 | 0 | 0 | 0 | 0 | 0 | 0
T&D Deferral |  | 0 | 0 | 0 | 0 | 0 | 0 | 0 | 0 | 0 | 0 | 0 | 0 | 0 | 0 | 0 | 0 | 0 | 0 | 0 | 0 | 0 | 0 | 0 | 0 | 0 | 0 | 0 | 0 | 0 | 0 | 0 | 0 | 0 | 0 | 0 | 0 | 0 | 0 | 0 | 0 | 0 | 0 | 0 | 0 | 0 | 0 | 0 | 0 | 0 | 0 | 0 | 0 | 0 | 0 | 0 | 0 | 0 | 0 | 0 | 0 | 0 | 0 | 0 | 0 | 0 | 0 | 0 | 0 | 0 | 0 | 0 | 0 | 62.2292 | 62.2292 | 62.2292 | 62.2292 | 62.2292 | 62.2292 | 62.2292 | 62.2292 | 62.2292 | 62.2292 | 62.2292 | 62.2292 | 62.2292 | 62.2292 | 62.2292 | 62.2292 | 62.2292 | 62.2292 | 62.2292 | 62.2292 | 62.2292 | 62.2292 | 62.2292 | 62.2292 | 0 | 0 | 0 | 0 | 0 | 0 | 0 | 0 | 0 | 0 | 0 | 0 | 0 | 0 | 0 | 0 | 0 | 0 | 0 | 0 | 0 | 0 | 0 | 0 | 0 | 0 | 0 | 0 | 0 | 0 | 0 | 0 | 0 | 0 | 0 | 0 | 0 | 0 | 0 | 0 | 0 | 0 | 0 | 0 | 0 | 0 | 0 | 0 | 0 | 0 | 0 | 0 | 0 | 0 | 0 | 0 | 0 | 0 | 0 | 0 | 0 | 0 | 0 | 0 | 0 | 0 | 0 | 0 | 0 | 0 | 0 | 0 | 0 | 0 | 0 | 0 | 0 | 0 | 0 | 0 | 0 | 0 | 0 | 0 | 0 | 0 | 0 | 0 | 0 | 0 | 0 | 0 | 0 | 0 | 0 | 0 | 0 | 0 | 0 | 0 | 0 | 0 | 0 | 0 | 0 | 0 | 0 | 0 | 0 | 0 | 0 | 0 | 0 | 0 | 0 | 0 | 0 | 0 | 0 | 0 | 0 | 0 | 0 | 0 | 0 | 0 | 0 | 0 | 0 | 0 | 0 | 0 | 0 | 0 | 0 | 0 | 0 | 0 | 0 | 0 | 0 | 0 | 0 | 0 | 0 | 0 | 0 | 0 | 0 | 0 | 0 | 0 | 0 | 0 | 0 | 0 | 0 | 0 | 0 | 0 | 0 | 0 | 0 | 0 | 0 | 0 | 0 | 0 | 0 | 0 | 0 | 0 | 0 | 0 | 0 | 0 | 0 | 0 | 0 | 0 | 0 | 0 | 0 | 0 | 0 | 0 | 0 | 0 | 0 | 0 | 0 | 0 | 0 | 0 | 0 | 0 | 0 | 0 | 0 | 0 | 0 | 0 | 0 | 0 | 0 | 0 | 0 | 0 | 0 | 0 | 0 | 0 | 0 | 0 | 0 | 0 | 0 | 0 | 0 | 0 | 0 | 0 | 0 | 0 | 0 | 0 | 0 | 0 | 0 | 0 | 0 | 0 | 0 | 0 | 0 | 0 | 0 | 0 | 0 | 0 | 0 | 0 | 0 | 0 | 0 | 0 | 0 | 0 | 0 | 0 | 0 | 0 | 0 | 0 | 0 | 0 | 0 | 0 | 0 | 0 | 0 | 0 | 0 | 0 | 0 | 0 | 0 | 0 | 0 | 0 | 0 | 0 | 0 | 0 | 0 | 0 | 0 | 0 | 0 | 0 | 0 | 0 | 0 | 0
Power Factor/VAR support |  | 0 | 0 | 0 | 0 | 0 | 0 | 0 | 0 | 0 | 0 | 0 | 0 | 0 | 0 | 0 | 0 | 0 | 0 | 0 | 0 | 0 | 0 | 0 | 0 | 0 | 0 | 0 | 0 | 0 | 0 | 0 | 0 | 0 | 0 | 0 | 0 | 0 | 0 | 0 | 0 | 0 | 0 | 0 | 0 | 0 | 0 | 0 | 0 | 0 | 0 | 0 | 0 | 0 | 0 | 0 | 0 | 0 | 0 | 0 | 0 | 0 | 0 | 0 | 0 | 0 | 0 | 0 | 0 | 0 | 0 | 0 | 0 | 0 | 0 | 0 | 0 | 0 | 0 | 0 | 0 | 0 | 0 | 0 | 0 | 0 | 0 | 0 | 0 | 0 | 0 | 0 | 0 | 0 | 0 | 0 | 0 | 0 | 0 | 0 | 0 | 0 | 0 | 0 | 0 | 0 | 0 | 0 | 0 | 0 | 0 | 0 | 0 | 0 | 0 | 0 | 0 | 0 | 0 | 0 | 0 | 0 | 0 | 0 | 0 | 0 | 0 | 0 | 0 | 0 | 0 | 0 | 0 | 0 | 0 | 0 | 0 | 0 | 0 | 0 | 0 | 0 | 0 | 0 | 0 | 0 | 0 | 0 | 0 | 0 | 0 | 0 | 0 | 0 | 0 | 0 | 0 | 0 | 0 | 0 | 0 | 0 | 0 | 0 | 0 | 0 | 0 | 0 | 0 | 0 | 0 | 0 | 0 | 0 | 0 | 0 | 0 | 0 | 0 | 0 | 0 | 0 | 0 | 0 | 0 | 0 | 0 | 0 | 0 | 0 | 0 | 0 | 0 | 0 | 0 | 0 | 0 | 0 | 0 | 0 | 0 | 0 | 0 | 0 | 0 | 0 | 0 | 0 | 0 | 0 | 0 | 0 | 0 | 0 | 0 | 0 | 0 | 0 | 0 | 0 | 0 | 0 | 0 | 0 | 0 | 0 | 0 | 0 | 0 | 0 | 0 | 0 | 0 | 0 | 0 | 0 | 0 | 0 | 0 | 0 | 0 | 0 | 0 | 0 | 0 | 0 | 0 | 0 | 0 | 0 | 0 | 0 | 0 | 0 | 0 | 0 | 0 | 0 | 0 | 0 | 0 | 0 | 0 | 0 | 0 | 0 | 0 | 0 | 0 | 0 | 0 | 0 | 0 | 0 | 0 | 0 | 0 | 0 | 0 | 0 | 0 | 0 | 0 | 0 | 0 | 0 | 0 | 0 | 0 | 0 | 0 | 0 | 0 | 0 | 0 | 0 | 0 | 0 | 0 | 0 | 0 | 0 | 0 | 0 | 0 | 0 | 0 | 0 | 0 | 0 | 0 | 0 | 0 | 0 | 0 | 0 | 0 | 0 | 0 | 0 | 0 | 0 | 0 | 0 | 0 | 0 | 0 | 0 | 0 | 0 | 0 | 0 | 0 | 0 | 0 | 0 | 0 | 0 | 0 | 0 | 0 | 0 | 0 | 0 | 0 | 0 | 0 | 0 | 0 | 0 | 0 | 0 | 0 | 0 | 0 | 0 | 0 | 0 | 0 | 0 | 0 | 0 | 0 | 0 | 0 | 0 | 0 | 0 | 0 | 0 | 0 | 0 | 0 | 0 | 0 | 0 | 0 | 0 | 0 | 0 | 0
Capacity |  | 26.73 | 26.73 | 26.73 | 26.73 | 26.73 | 27.36 | 27.36 | 27.36 | 27.36 | 27.36 | 27.36 | 27.36 | 26.17 | 26.17 | 26.17 | 26.17 | 26.17 | 36.18 | 36.18 | 36.18 | 36.18 | 36.18 | 36.18 | 36.18 | 34.6 | 34.6 | 34.6 | 34.6 | 34.6 | 51.2 | 51.2 | 51.2 | 51.2 | 51.2 | 51.2 | 51.2 | 48.97 | 48.97 | 48.97 | 48.97 | 48.97 | 56.21 | 56.21 | 56.21 | 56.21 | 56.21 | 56.21 | 56.21 | 53.76 | 53.76 | 53.76 | 53.76 | 53.76 | 55.86 | 55.86 | 55.86 | 55.86 | 55.86 | 55.86 | 55.86 | 53.43 | 53.43 | 53.43 | 53.43 | 53.43 | 55.85 | 55.85 | 55.85 | 55.85 | 55.85 | 55.85 | 55.85 | 53.42 | 53.42 | 53.42 | 53.42 | 53.42 | 57.82 | 57.82 | 57.82 | 57.82 | 57.82 | 57.82 | 57.82 | 55.3 | 55.3 | 55.3 | 55.3 | 55.3 | 57.14 | 57.14 | 57.14 | 57.14 | 57.14 | 57.14 | 57.14 | 54.65 | 54.65 | 54.65 | 54.65 | 54.65 | 57.13 | 57.13 | 57.13 | 57.13 | 57.13 | 57.13 | 57.13 | 54.64 | 54.64 | 54.64 | 54.64 | 54.64 | 60.07 | 60.07 | 60.07 | 60.07 | 60.07 | 60.07 | 60.07 | 57.44 | 57.44 | 57.44 | 57.44 | 57.44 | 80.21 | 80.21 | 80.21 | 80.21 | 80.21 | 80.21 | 80.21 | 76.72 | 76.72 | 76.72 | 76.72 | 76.72 | 80.74 | 80.74 | 80.74 | 80.74 | 80.74 | 80.74 | 80.74 | 77.22 | 77.22 | 77.22 | 77.22 | 77.22 | 80.77 | 80.77 | 80.77 | 80.77 | 80.77 | 80.77 | 80.77 | 77.26 | 77.26 | 77.26 | 77.26 | 77.26 | 78.39 | 78.39 | 78.39 | 78.39 | 78.39 | 78.39 | 78.39 | 74.98 | 74.98 | 74.98 | 74.98 | 74.98 | 74.37 | 74.37 | 74.37 | 74.37 | 74.37 | 74.37 | 74.37 | 71.14 | 71.14 | 71.14 | 71.14 | 71.14 | 68.86 | 68.86 | 68.86 | 68.86 | 68.86 | 68.86 | 68.86 | 65.86 | 65.86 | 65.86 | 65.86 | 65.86 | 57.98 | 57.98 | 57.98 | 57.98 | 57.98 | 57.98 | 57.98 | 55.45 | 55.45 | 55.45 | 55.45 | 55.45 | 42.05 | 42.05 | 42.05 | 42.05 | 42.05 | 42.05 | 42.05 | 40.22 | 40.22 | 40.22 | 40.22 | 40.22 | 22.14 | 22.14 | 22.14 | 22.14 | 22.14 | 22.14 | 22.14 | 21.18 | 21.18 | 21.18 | 21.18 | 21.18 | 0 | 0 | 0 | 0 | 0 | 0 | 0 | 0 | 0 | 0 | 0 | 0 | 0 | 0 | 0 | 0 | 0 | 0 | 0 | 0 | 0 | 0 | 0 | 0 | 0 | 0 | 0 | 0 | 0 | 0 | 0 | 0 | 0 | 0 | 0 | 0 | 0 | 0 | 0 | 0 | 0 | 0 | 0 | 0 | 0 | 0 | 0 | 0 | 0 | 0 | 0 | 0 | 0 | 0 | 0 | 0 | 0 | 0 | 0 | 0 | 0 | 0 | 0 | 0 | 0 | 0 | 0 | 0 | 0 | 0 | 0 | 0 | 0 | 0 | 0 | 0 | 0 | 0 | 0 | 0 | 0 | 0 | 0 | 0 | 0 | 0 | 0 | 0 | 0 | 0 | 0 | 0 | 0 | 0 | 0 | 0 | 0 | 0 | 0 | 0 | 0 | 0 | 0 | 0 | 0 | 0 | 0 | 0 | 0 | 0 | 0 | 0 | 0 | 0 | 0 | 0 | 0 | 0 | 0 | 0 | 0 | 0 | 0 | 0 | 0 | 0 | 0 | 0 | 0 | 0 | 0 | 0 | 0 | 0 | 0 | 0 | 0 | 0 | 0 | 0 | 0 | 0 | 0 | 0 | 0 | 0 | 0 | 8 | 2033 | 2033-06-01 | 2034-05-31 | 10.3
RNS |  | 0 | 111.77 | 111.77 | 111.77 | 111.77 | 111.77 | 111.77 | 111.77 | 111.77 | 111.77 | 111.77 | 111.77 | 111.38 | 111.66 | 111.66 | 111.66 | 111.66 | 111.66 | 111.66 | 111.66 | 111.66 | 111.66 | 111.66 | 111.66 | 111.51 | 110.71 | 110.71 | 110.71 | 110.71 | 110.71 | 110.71 | 110.71 | 110.71 | 110.71 | 110.71 | 110.71 | 109.93 | 110.19 | 110.19 | 110.19 | 110.19 | 110.19 | 110.19 | 110.19 | 110.19 | 110.19 | 110.19 | 110.19 | 107.23 | 107.48 | 107.48 | 107.48 | 107.48 | 107.48 | 107.48 | 107.48 | 107.48 | 107.48 | 107.48 | 107.48 | 103.68 | 103.93 | 103.93 | 103.93 | 103.93 | 103.93 | 103.93 | 103.93 | 103.93 | 103.93 | 103.93 | 103.93 | 100.28 | 99.54 | 99.54 | 99.54 | 99.54 | 99.54 | 99.54 | 99.54 | 99.54 | 99.54 | 99.54 | 99.54 | 96.07 | 96.3 | 96.3 | 96.3 | 96.3 | 96.3 | 96.3 | 96.3 | 96.3 | 96.3 | 96.3 | 96.3 | 92.89 | 92.19 | 92.19 | 92.19 | 92.19 | 92.19 | 92.19 | 92.19 | 92.19 | 92.19 | 92.19 | 92.19 | 88.94 | 89.15 | 89.15 | 89.15 | 89.15 | 89.15 | 89.15 | 89.15 | 89.15 | 89.15 | 89.15 | 89.15 | 86.03 | 84.56 | 84.56 | 84.56 | 84.56 | 84.56 | 84.56 | 84.56 | 84.56 | 84.56 | 84.56 | 84.56 | 81.58 | 80.15 | 80.15 | 80.15 | 80.15 | 80.15 | 80.15 | 80.15 | 80.15 | 80.15 | 80.15 | 80.15 | 77.3 | 76.7 | 76.7 | 76.7 | 76.7 | 76.7 | 76.7 | 76.7 | 76.7 | 76.7 | 76.7 | 76.7 | 74 | 71.13 | 71.13 | 71.13 | 71.13 | 71.13 | 71.13 | 71.13 | 71.13 | 71.13 | 71.13 | 71.13 | 68.64 | 66.58 | 66.58 | 66.58 | 66.58 | 66.58 | 66.58 | 66.58 | 66.58 | 66.58 | 66.58 | 66.58 | 64.23 | 60.81 | 60.81 | 60.81 | 60.81 | 60.81 | 60.81 | 60.81 | 60.81 | 60.81 | 60.81 | 60.81 | 58.68 | 50.52 | 50.52 | 50.52 | 50.52 | 50.52 | 50.52 | 50.52 | 50.52 | 50.52 | 50.52 | 50.52 | 48.74 | 36.15 | 36.15 | 36.15 | 36.15 | 36.15 | 36.15 | 36.15 | 36.15 | 36.15 | 36.15 | 36.15 | 34.87 | 18.78 | 18.78 | 18.78 | 18.78 | 18.78 | 18.78 | 18.78 | 18.78 | 18.78 | 18.78 | 18.78 | 18.12 | 0 | 0 | 0 | 0 | 0 | 0 | 0 | 0 | 0 | 0 | 0 | 0 | 0 | 0 | 0 | 0 | 0 | 0 | 0 | 0 | 0 | 0 | 0 | 0 | 0 | 0 | 0 | 0 | 0 | 0 | 0 | 0 | 0 | 0 | 0 | 0 | 0 | 0 | 0 | 0 | 0 | 0 | 0 | 0 | 0 | 0 | 0 | 0 | 0 | 0 | 0 | 0 | 0 | 0 | 0 | 0 | 0 | 0 | 0 | 0 | 0 | 0 | 0 | 0 | 0 | 0 | 0 | 0 | 0 | 0 | 0 | 0 | 0 | 0 | 0 | 0 | 0 | 0 | 0 | 0 | 0 | 0 | 0 | 0 | 0 | 0 | 0 | 0 | 0 | 0 | 0 | 0 | 0 | 0 | 0 | 0 | 0 | 0 | 0 | 0 | 0 | 0 | 0 | 0 | 0 | 0 | 0 | 0 | 0 | 0 | 0 | 0 | 0 | 0 | 0 | 0 | 0 | 0 | 0 | 0 | 0 | 0 | 0 | 0 | 0 | 0 | 0 | 0 | 0 | 0 | 0 | 0 | 0 | 0 | 0 | 0 | 0 | 0 | 0 | 0 | 0 | 0 | 0 | 0 | 0 | 0 | 0 | 0 | 0 | 0 | 0 | 8 | 2034 | 2034-06-01 | 2035-05-31 | 10.2
Total Revenues |  | 52.2747 | 164.1178 | 165.378 | 166.3844 | 166.4468 | 168.0557 | 169.462 | 169.7602 | 167.8841 | 167.2175 | 166.1857 | 166.0592 | 160.6133 | 161.5852 | 162.7131 | 163.9221 | 164.3783 | 174.7483 | 176.2897 | 176.6441 | 174.4642 | 174.5514 | 173.4719 | 172.7265 | 170.493 | 169.9478 | 168.176 | 168.5638 | 168.6972 | 185.481 | 186.1851 | 185.2861 | 185.2322 | 185.1302 | 184.8194 | 184.6244 | 181.6578 | 181.9316 | 180.6206 | 181.001 | 181.0258 | 188.4126 | 189.1285 | 188.3618 | 188.2057 | 188.2549 | 187.9475 | 187.5037 | 182.6445 | 182.9358 | 181.473 | 181.7852 | 181.966 | 184.2355 | 184.772 | 184.0639 | 183.8694 | 184.0843 | 183.4464 | 184.0531 | 178.1514 | 177.7766 | 176.638 | 176.932 | 177.0255 | 179.6893 | 180.1412 | 179.6725 | 179.4774 | 179.6014 | 178.9607 | 179.4344 | 230.3119 | 229.7129 | 227.6272 | 228.0062 | 228.0227 | 232.4479 | 233.0189 | 232.7744 | 232.3143 | 232.6732 | 231.7314 | 233.6775 | 228.4685 | 228.3747 | 226.5365 | 226.8588 | 226.7809 | 228.7295 | 229.2497 | 229.2493 | 228.5441 | 229.1014 | 228.2915 | 229.0669 | 162.5583 | 161.5314 | 159.6759 | 160.0011 | 159.9225 | 162.5121 | 163.0373 | 163.0369 | 162.325 | 162.8876 | 162.07 | 162.8527 | 158.8987 | 158.7753 | 156.8826 | 157.2144 | 157.1341 | 162.676 | 163.2117 | 163.2112 | 162.4851 | 163.0589 | 162.225 | 163.0234 | 158.807 | 157.0004 | 155.09 | 155.4249 | 155.3439 | 178.2268 | 178.7675 | 178.7671 | 178.0341 | 178.6134 | 177.7716 | 178.5775 | 173.6711 | 171.8978 | 169.9491 | 170.2907 | 170.2081 | 174.3433 | 174.8948 | 174.8943 | 174.1468 | 174.7376 | 173.8789 | 174.7009 | 170.0594 | 169.1093 | 167.1217 | 167.4701 | 167.3858 | 171.0533 | 171.6158 | 171.6154 | 170.8528 | 171.4555 | 170.5796 | 171.4181 | 166.5208 | 163.2974 | 161.2914 | 161.6431 | 161.558 | 162.8065 | 163.3743 | 163.3738 | 162.6042 | 163.2125 | 162.3285 | 163.1748 | 158.7295 | 156.3129 | 154.2885 | 154.6434 | 154.5576 | 154.0672 | 154.6402 | 154.6397 | 153.8631 | 154.4768 | 153.5848 | 154.4388 | 150.0439 | 146.2601 | 144.1952 | 144.5572 | 144.4697 | 142.3117 | 142.8961 | 142.8956 | 142.1034 | 142.7295 | 141.8196 | 142.6907 | 137.6777 | 129.1506 | 127.0671 | 127.4323 | 127.344 | 119.5871 | 120.1768 | 120.1763 | 119.377 | 120.0087 | 119.0906 | 119.9696 | 114.6732 | 101.7088 | 99.5836 | 99.9562 | 99.8661 | 86.5917 | 87.1932 | 87.1927 | 86.3774 | 87.0217 | 86.0853 | 86.9818 | 81.8434 | 65.3757 | 63.2315 | 63.6074 | 63.5165 | 45.5632 | 46.1701 | 46.1696 | 45.347 | 45.9971 | 45.0523 | 45.9568 | 41.556 | 23.0507 | 20.8637 | 21.2471 | 21.1544 | 0.10363 | 0.72263 | 0.72211 | -0.11692 | 0.54618 | -0.41751 | 0.50506 | 0 | 0 | 0 | 0 | 0 | 0 | 0 | 0 | 0 | 0 | 0 | 0 | 0 | 0 | 0 | 0 | 0 | 0 | 0 | 0 | 0 | 0 | 0 | 0 | 0 | 0 | 0 | 0 | 0 | 0 | 0 | 0 | 0 | 0 | 0 | 0 | 0 | 0 | 0 | 0 | 0 | 0 | 0 | 0 | 0 | 0 | 0 | 0 | 0 | 0 | 0 | 0 | 0 | 0 | 0 | 0 | 0 | 0 | 0 | 0 | 0 | 0 | 0 | 0 | 0 | 0 | 0 | 0 | 0 | 0 | 0 | 0 | 0 | 0 | 0 | 0 | 0 | 0 | 0 | 0 | 0 | 0 | 0 | 0 | 0 | 0 | 0 | 0 | 0 | 0 | 0 | 0 | 0 | 0 | 0 | 0 | 0 | 0 | 0 | 0 | 0 | 0 | 0 | 0 | 0 | 0 | 0 | 0 | 0 | 0 | 0 | 0 | 0 | 0 | 0 | 0 | 0 | 0 | 0 | 0 | 0 | 0 | 0 | 0 | 0 | 0 | 0 | 0 | 0 | 0 | 0 | 0 | 0 | 0 | 0 | 0 | 0 | 0 | 0 | 0 | 8 | 2035 | 2035-06-01 | 2036-05-31 | 10.2
[382 empty] | 8 | 2036 | 2036-06-01 | 2037-05-31 | 10
Year 1 installs | NPV | 1 | 2 | 3 | 4 | 5 | 6 | 7 | 8 | 9 | 10 | 11 | 12 | 13 | 14 | 15 | 16 | 17 | 18 | 19 | 20 | 21 | 22 | 23 | 24 | 25 | 26 | 27 | 28 | 29 | 30 | [350 empty] | 8 | 2037 | 2037-06-01 | 2038-05-31 | 9.8
Revenues | [381 empty] | 8 | 2038 | 2038-06-01 | 2039-05-31 | 9.7
Energy | 1551.0088 | 137.1003 | 143.4028 | 138.5683 | 140.74 | 144.3251 | 147.4964 | 151.4094 | 153.4109 | 154.9568 | 158.056 | 158.104 | 158.1462 | 159.718 | 156.3627 | 154.4648 | 149.1115 | 131.3649 | 100.6141 | 57.7657 | 5.9172 | 0 | 0 | 0 | 0 | 0 | 0 | 0 | 0 | 0 | 0 | [350 empty] | 8 | 2039 | 2039-06-01 | 2040-05-31 | 9.3
DASI | 72.962 | 6.426 | 6.5545 | 6.6219 | 6.7544 | 6.8895 | 7.0273 | 7.0989 | 7.2409 | 7.314 | 7.4602 | 7.4602 | 7.4573 | 7.5288 | 7.3627 | 7.2677 | 7.0012 | 6.1331 | 4.6275 | 2.5349 | 0 | 0 | 0 | 0 | 0 | 0 | 0 | 0 | 0 | 0 | 0
Rate 1 | 0 | 0 | 0 | 0 | 0 | 0 | 0 | 0 | 0 | 0 | 0 | 0 | 0 | 0 | 0 | 0 | 0 | 0 | 0 | 0 | 0 | 0 | 0 | 0 | 0 | 0 | 0 | 0 | 0 | 0 | 0
Frequency | 656.2733 | 191.0597 | 162.4008 | 136.726 | 116.2171 | 98.7845 | 83.9668 | 0 | 0 | 0 | 0 | 0 | 0 | 0 | 0 | 0 | 0 | 0 | 0 | 0 | 0 | 0 | 0 | 0 | 0 | 0 | 0 | 0 | 0 | 0 | 0
T&D Deferral | 933.6836 | 0 | 0 | 0 | 0 | 0 | 0 | 746.75 | 746.75 | 0 | 0 | 0 | 0 | 0 | 0 | 0 | 0 | 0 | 0 | 0 | 0 | 0 | 0 | 0 | 0 | 0 | 0 | 0 | 0 | 0 | 0
Power Factor/VAR support | 0 | 0 | 0 | 0 | 0 | 0 | 0 | 0 | 0 | 0 | 0 | 0 | 0 | 0 | 0 | 0 | 0 | 0 | 0 | 0 | 0 | 0 | 0 | 0 | 0 | 0 | 0 | 0 | 0 | 0 | 0
Capacity | 7027.7236 | 325.17 | 384.11 | 531.4 | 638.32 | 659.82 | 658.1 | 671.84 | 676.48 | 673.16 | 693.69 | 848.67 | 948.78 | 951.49 | 935.03 | 895.49 | 837.72 | 735.16 | 571.6 | 356.08 | 105.9 | 0 | 0 | 0 | 0 | 0 | 0 | 0 | 0 | 0 | 0 | [350 empty] | 8 | 2040 | 2040-06-01 | 2041-05-31 | 9
RNS | 11680.0617 | 1229.47 | 1339.64 | 1329.32 | 1322.02 | 1289.51 | 1246.91 | 1195.22 | 1155.37 | 1106.98 | 1069.59 | 1016.19 | 963.23 | 921 | 856.43 | 801.02 | 733.14 | 614.4 | 446.39 | 241.45 | 18.12 | 0 | 0 | 0 | 0 | 0 | 0 | 0 | 0 | 0 | 0 | [350 empty] | 8 | 2041 | 2041-06-01 | 2042-05-31 | 8.5
Total | 21921.7129 | 1889.226 | 2036.1081 | 2142.6362 | 2224.0514 | 2199.3291 | 2143.5005 | 2772.3182 | 2739.2517 | 1942.4108 | 1928.7962 | 2030.4242 | 2077.6134 | 2039.7367 | 1955.1854 | 1858.2425 | 1726.9727 | 1487.058 | 1123.2316 | 657.8305 | 129.9372 | 0 | 0 | 0 | 0 | 0 | 0 | 0 | 0 | 0 | 0 | [350 empty] | 8 | 2042 | 2042-06-01 | 2043-05-31 | 7.3
(0) Adjusted for failure rate | [381 empty] | 8 | 2043 | 2043-06-01 | 2044-05-31 | 5.4
(1) Adjusted for degradation and availability | [381 empty] | 8 | 2044 | 2044-06-01 | 2045-05-31 | 2.9
(2) Adjusted for losses, reserve margin (for FCM), and forecast error. | [381 empty] | 8 | 2045 | 2045-06-01 | 2046-05-31 | 0
[382 empty] | 8 | 2046 | 2046-06-01 | 2047-05-31 | 0
[382 empty] | 8 | 2047 | 2047-06-01 | 2048-05-31 | 0
[382 empty] | 8 | 2048 | 2048-06-01 | 2049-05-31 | 0
[382 empty] | 8 | 2049 | 2049-06-01 | 2050-05-31 | 0
[382 empty] | 8 | 2050 | 2050-06-01 | 2051-05-31 | 0
[382 empty] | 8 | 2051 | 2051-06-01 | 2052-05-31 | 0
[382 empty] | 8 | 2052 | 2052-06-01 | 2053-05-31 | 0
[382 empty] | 8 | 2053 | 2053-06-01 | 2054-05-31 | 0
[382 empty] | 8 | 2054 | 2054-06-01 | 2055-05-31 | 0
[382 empty] | 8 | 2055 | 2055-06-01 | 2056-05-31 | 0
[382 empty] | 8 | 2056 | 2056-06-01 | 2057-05-31 | 0
[382 empty] | 8 | 2057 | 2057-06-01 | 2058-05-31 | 0
[382 empty] | 8 | 2058 | 2058-06-01 | 2059-05-31 | 0
Formulas:
Beginning = EOMONTH([Beginning, row above],11)+1
Ending = EOMONTH([Ending, row above],12)

## Monthly Value (2)
Green Mountain Power
kW per system | 11.5
Year |  | 2027 | 2027 | 2027 | 2027 | 2027 | 2027 | 2027 | 2027 | 2027 | 2027 | 2027 | 2027 | 2028 | 2028 | 2028 | 2028 | 2028 | 2028 | 2028 | 2028 | 2028 | 2028 | 2028 | 2028 | 2029 | 2029 | 2029 | 2029 | 2029 | 2029 | 2029 | 2029 | 2029 | 2029 | 2029 | 2029 | 2030 | 2030 | 2030 | 2030 | 2030 | 2030 | 2030 | 2030 | 2030 | 2030 | 2030 | 2030 | 2031 | 2031 | 2031 | 2031 | 2031 | 2031 | 2031 | 2031 | 2031 | 2031 | 2031 | 2031 | 2032 | 2032 | 2032 | 2032 | 2032 | 2032 | 2032 | 2032 | 2032 | 2032 | 2032 | 2032 | 2033 | 2033 | 2033 | 2033 | 2033 | 2033 | 2033 | 2033 | 2033 | 2033 | 2033 | 2033 | 2034 | 2034 | 2034 | 2034 | 2034 | 2034 | 2034 | 2034 | 2034 | 2034 | 2034 | 2034 | 2035 | 2035 | 2035 | 2035 | 2035 | 2035 | 2035 | 2035 | 2035 | 2035 | 2035 | 2035 | 2036 | 2036 | 2036 | 2036 | 2036 | 2036 | 2036 | 2036 | 2036 | 2036 | 2036 | 2036 | 2037 | 2037 | 2037 | 2037 | 2037 | 2037 | 2037 | 2037 | 2037 | 2037 | 2037 | 2037 | 2038 | 2038 | 2038 | 2038 | 2038 | 2038 | 2038 | 2038 | 2038 | 2038 | 2038 | 2038 | 2039 | 2039 | 2039 | 2039 | 2039 | 2039 | 2039 | 2039 | 2039 | 2039 | 2039 | 2039 | 2040 | 2040 | 2040 | 2040 | 2040 | 2040 | 2040 | 2040 | 2040 | 2040 | 2040 | 2040 | 2041 | 2041 | 2041 | 2041 | 2041 | 2041 | 2041 | 2041 | 2041 | 2041 | 2041 | 2041 | 2042 | 2042 | 2042 | 2042 | 2042 | 2042 | 2042 | 2042 | 2042 | 2042 | 2042 | 2042 | 2043 | 2043 | 2043 | 2043 | 2043 | 2043 | 2043 | 2043 | 2043 | 2043 | 2043 | 2043 | 2044 | 2044 | 2044 | 2044 | 2044 | 2044 | 2044 | 2044 | 2044 | 2044 | 2044 | 2044 | 2045 | 2045 | 2045 | 2045 | 2045 | 2045 | 2045 | 2045 | 2045 | 2045 | 2045 | 2045 | 2046 | 2046 | 2046 | 2046 | 2046 | 2046 | 2046 | 2046 | 2046 | 2046 | 2046 | 2046 | 2047 | 2047 | 2047 | 2047 | 2047 | 2047 | 2047 | 2047 | 2047 | 2047 | 2047 | 2047 | 2048 | 2048 | 2048 | 2048 | 2048 | 2048 | 2048 | 2048 | 2048 | 2048 | 2048 | 2048 | 2049 | 2049 | 2049 | 2049 | 2049 | 2049 | 2049 | 2049 | 2049 | 2049 | 2049 | 2049 | 2050 | 2050 | 2050 | 2050 | 2050 | 2050 | 2050 | 2050 | 2050 | 2050 | 2050 | 2050 | 2051 | 2051 | 2051 | 2051 | 2051 | 2051 | 2051 | 2051 | 2051 | 2051 | 2051 | 2051 | 2052 | 2052 | 2052 | 2052 | 2052 | 2052 | 2052 | 2052 | 2052 | 2052 | 2052 | 2052 | 2053 | 2053 | 2053 | 2053 | 2053 | 2053 | 2053 | 2053 | 2053 | 2053 | 2053 | 2053 | 2054 | 2054 | 2054 | 2054 | 2054 | 2054 | 2054 | 2054 | 2054 | 2054 | 2054 | 2054 | 2055 | 2055 | 2055 | 2055 | 2055 | 2055 | 2055 | 2055 | 2055 | 2055 | 2055 | 2055 | 2056 | 2056 | 2056 | 2056 | 2056 | 2056 | 2056 | 2056 | 2056 | 2056 | 2056 | 2056 | 2057 | 2057 | 2057 | 2057 | 2057 | 2057 | 2057 | 2057 | 2057 | 2057 | 2057 | 2057 | 2058 | 2058 | 2058 | 2058 | 2058 | 2058 | 2058 | 2058
Project Year |  | 1 | 1 | 1 | 1 | 1 | 1 | 1 | 1 | 1 | 1 | 1 | 1 | 2 | 2 | 2 | 2 | 2 | 2 | 2 | 2 | 2 | 2 | 2 | 2 | 3 | 3 | 3 | 3 | 3 | 3 | 3 | 3 | 3 | 3 | 3 | 3 | 4 | 4 | 4 | 4 | 4 | 4 | 4 | 4 | 4 | 4 | 4 | 4 | 5 | 5 | 5 | 5 | 5 | 5 | 5 | 5 | 5 | 5 | 5 | 5 | 6 | 6 | 6 | 6 | 6 | 6 | 6 | 6 | 6 | 6 | 6 | 6 | 7 | 7 | 7 | 7 | 7 | 7 | 7 | 7 | 7 | 7 | 7 | 7 | 8 | 8 | 8 | 8 | 8 | 8 | 8 | 8 | 8 | 8 | 8 | 8 | 9 | 9 | 9 | 9 | 9 | 9 | 9 | 9 | 9 | 9 | 9 | 9 | 10 | 10 | 10 | 10 | 10 | 10 | 10 | 10 | 10 | 10 | 10 | 10 | 11 | 11 | 11 | 11 | 11 | 11 | 11 | 11 | 11 | 11 | 11 | 11 | 12 | 12 | 12 | 12 | 12 | 12 | 12 | 12 | 12 | 12 | 12 | 12 | 13 | 13 | 13 | 13 | 13 | 13 | 13 | 13 | 13 | 13 | 13 | 13 | 14 | 14 | 14 | 14 | 14 | 14 | 14 | 14 | 14 | 14 | 14 | 14 | 15 | 15 | 15 | 15 | 15 | 15 | 15 | 15 | 15 | 15 | 15 | 15 | 16 | 16 | 16 | 16 | 16 | 16 | 16 | 16 | 16 | 16 | 16 | 16 | 17 | 17 | 17 | 17 | 17 | 17 | 17 | 17 | 17 | 17 | 17 | 17 | 18 | 18 | 18 | 18 | 18 | 18 | 18 | 18 | 18 | 18 | 18 | 18 | 19 | 19 | 19 | 19 | 19 | 19 | 19 | 19 | 19 | 19 | 19 | 19 | 20 | 20 | 20 | 20 | 20 | 20 | 20 | 20 | 20 | 20 | 20 | 20 | 21 | 21 | 21 | 21 | 21 | 21 | 21 | 21 | 21 | 21 | 21 | 21 | 22 | 22 | 22 | 22 | 22 | 22 | 22 | 22 | 22 | 22 | 22 | 22 | 23 | 23 | 23 | 23 | 23 | 23 | 23 | 23 | 23 | 23 | 23 | 23 | 24 | 24 | 24 | 24 | 24 | 24 | 24 | 24 | 24 | 24 | 24 | 24 | 25 | 25 | 25 | 25 | 25 | 25 | 25 | 25 | 25 | 25 | 25 | 25 | 26 | 26 | 26 | 26 | 26 | 26 | 26 | 26 | 26 | 26 | 26 | 26 | 27 | 27 | 27 | 27 | 27 | 27 | 27 | 27 | 27 | 27 | 27 | 27 | 28 | 28 | 28 | 28 | 28 | 28 | 28 | 28 | 28 | 28 | 28 | 28 | 29 | 29 | 29 | 29 | 29 | 29 | 29 | 29 | 29 | 29 | 29 | 29 | 30 | 30 | 30 | 30 | 30 | 30 | 30 | 30 | 30 | 30 | 30 | 30 | 31 | 31 | 31 | 31 | 31 | 31 | 31 | 31 | 31 | 31 | 31 | 31 | 32 | 32 | 32 | 32 | 32 | 32 | 32 | 32
Month |  | 1 | 2 | 3 | 4 | 5 | 6 | 7 | 8 | 9 | 10 | 11 | 12 | 1 | 2 | 3 | 4 | 5 | 6 | 7 | 8 | 9 | 10 | 11 | 12 | 1 | 2 | 3 | 4 | 5 | 6 | 7 | 8 | 9 | 10 | 11 | 12 | 1 | 2 | 3 | 4 | 5 | 6 | 7 | 8 | 9 | 10 | 11 | 12 | 1 | 2 | 3 | 4 | 5 | 6 | 7 | 8 | 9 | 10 | 11 | 12 | 1 | 2 | 3 | 4 | 5 | 6 | 7 | 8 | 9 | 10 | 11 | 12 | 1 | 2 | 3 | 4 | 5 | 6 | 7 | 8 | 9 | 10 | 11 | 12 | 1 | 2 | 3 | 4 | 5 | 6 | 7 | 8 | 9 | 10 | 11 | 12 | 1 | 2 | 3 | 4 | 5 | 6 | 7 | 8 | 9 | 10 | 11 | 12 | 1 | 2 | 3 | 4 | 5 | 6 | 7 | 8 | 9 | 10 | 11 | 12 | 1 | 2 | 3 | 4 | 5 | 6 | 7 | 8 | 9 | 10 | 11 | 12 | 1 | 2 | 3 | 4 | 5 | 6 | 7 | 8 | 9 | 10 | 11 | 12 | 1 | 2 | 3 | 4 | 5 | 6 | 7 | 8 | 9 | 10 | 11 | 12 | 1 | 2 | 3 | 4 | 5 | 6 | 7 | 8 | 9 | 10 | 11 | 12 | 1 | 2 | 3 | 4 | 5 | 6 | 7 | 8 | 9 | 10 | 11 | 12 | 1 | 2 | 3 | 4 | 5 | 6 | 7 | 8 | 9 | 10 | 11 | 12 | 1 | 2 | 3 | 4 | 5 | 6 | 7 | 8 | 9 | 10 | 11 | 12 | 1 | 2 | 3 | 4 | 5 | 6 | 7 | 8 | 9 | 10 | 11 | 12 | 1 | 2 | 3 | 4 | 5 | 6 | 7 | 8 | 9 | 10 | 11 | 12 | 1 | 2 | 3 | 4 | 5 | 6 | 7 | 8 | 9 | 10 | 11 | 12 | 1 | 2 | 3 | 4 | 5 | 6 | 7 | 8 | 9 | 10 | 11 | 12 | 1 | 2 | 3 | 4 | 5 | 6 | 7 | 8 | 9 | 10 | 11 | 12 | 1 | 2 | 3 | 4 | 5 | 6 | 7 | 8 | 9 | 10 | 11 | 12 | 1 | 2 | 3 | 4 | 5 | 6 | 7 | 8 | 9 | 10 | 11 | 12 | 1 | 2 | 3 | 4 | 5 | 6 | 7 | 8 | 9 | 10 | 11 | 12 | 1 | 2 | 3 | 4 | 5 | 6 | 7 | 8 | 9 | 10 | 11 | 12 | 1 | 2 | 3 | 4 | 5 | 6 | 7 | 8 | 9 | 10 | 11 | 12 | 1 | 2 | 3 | 4 | 5 | 6 | 7 | 8 | 9 | 10 | 11 | 12 | 1 | 2 | 3 | 4 | 5 | 6 | 7 | 8 | 9 | 10 | 11 | 12 | 1 | 2 | 3 | 4 | 5 | 6 | 7 | 8 | 9 | 10 | 11 | 12 | 1 | 2 | 3 | 4 | 5 | 6 | 7 | 8 | 9 | 10 | 11 | 12 | 1 | 2 | 3 | 4 | 5 | 6 | 7 | 8 | Peak
Frequency Flag |  | 1 | 1 | 1 | 1 | 1 | 1 | 1 | 1 | 1 | 1 | 1 | 1 | 1 | 1 | 1 | 1 | 1 | 1 | 1 | 1 | 1 | 1 | 1 | 1 | 1 | 1 | 1 | 1 | 1 | 1 | 1 | 1 | 1 | 1 | 1 | 1 | 1 | 1 | 1 | 1 | 1 | 1 | 1 | 1 | 1 | 1 | 1 | 1 | 1 | 1 | 1 | 1 | 1 | 1 | 1 | 1 | 1 | 1 | 1 | 1 | 1 | 1 | 1 | 1 | 1 | 1 | 1 | 1 | 1 | 1 | 1 | 1 | 0 | 0 | 0 | 0 | 0 | 0 | 0 | 0 | 0 | 0 | 0 | 0 | 0 | 0 | 0 | 0 | 0 | 0 | 0 | 0 | 0 | 0 | 0 | 0 | 0 | 0 | 0 | 0 | 0 | 0 | 0 | 0 | 0 | 0 | 0 | 0 | 0 | 0 | 0 | 0 | 0 | 0 | 0 | 0 | 0 | 0 | 0 | 0 | 0 | 0 | 0 | 0 | 0 | 0 | 0 | 0 | 0 | 0 | 0 | 0 | 0 | 0 | 0 | 0 | 0 | 0 | 0 | 0 | 0 | 0 | 0 | 0 | 0 | 0 | 0 | 0 | 0 | 0 | 0 | 0 | 0 | 0 | 0 | 0 | 0 | 0 | 0 | 0 | 0 | 0 | 0 | 0 | 0 | 0 | 0 | 0 | 0 | 0 | 0 | 0 | 0 | 0 | 0 | 0 | 0 | 0 | 0 | 0 | 0 | 0 | 0 | 0 | 0 | 0 | 0 | 0 | 0 | 0 | 0 | 0 | 0 | 0 | 0 | 0 | 0 | 0 | 0 | 0 | 0 | 0 | 0 | 0 | 0 | 0 | 0 | 0 | 0 | 0 | 0 | 0 | 0 | 0 | 0 | 0 | 0 | 0 | 0 | 0 | 0 | 0 | 0 | 0 | 0 | 0 | 0 | 0 | 0 | 0 | 0 | 0 | 0 | 0 | 0 | 0 | 0 | 0 | 0 | 0 | 0 | 0 | 0 | 0 | 0 | 0 | 0 | 0 | 0 | 0 | 0 | 0 | 0 | 0 | 0 | 0 | 0 | 0 | 0 | 0 | 0 | 0 | 0 | 0 | 0 | 0 | 0 | 0 | 0 | 0 | 0 | 0 | 0 | 0 | 0 | 0 | 0 | 0 | 0 | 0 | 0 | 0 | 0 | 0 | 0 | 0 | 0 | 0 | 0 | 0 | 0 | 0 | 0 | 0 | 0 | 0 | 0 | 0 | 0 | 0 | 0 | 0 | 0 | 0 | 0 | 0 | 0 | 0 | 0 | 0 | 0 | 0 | 0 | 0 | 0 | 0 | 0 | 0 | 0 | 0 | 0 | 0 | 0 | 0 | 0 | 0 | 0 | 0 | 0 | 0 | 0 | 0 | 0 | 0 | 0 | 0 | 0 | 0 | 0 | 0 | 0 | 0 | 0 | 0 | 0 | 0 | 0 | 0 | 0 | 0 | 0 | 0 | 0 | 0 | 0 | 0 | 0 | 0 | 0 | 0 | 0 | 0 | 0 | 0 | 0 | 0 | 0 | 0 | 0 | 0 | 0 | 0 | 0 | 0 | 0 | 0 | 0 | 0 | 0 | 0
T&D Flag |  | 0 | 0 | 0 | 0 | 0 | 0 | 0 | 0 | 0 | 0 | 0 | 0 | 0 | 0 | 0 | 0 | 0 | 0 | 0 | 0 | 0 | 0 | 0 | 0 | 0 | 0 | 0 | 0 | 0 | 0 | 0 | 0 | 0 | 0 | 0 | 0 | 0 | 0 | 0 | 0 | 0 | 0 | 0 | 0 | 0 | 0 | 0 | 0 | 0 | 0 | 0 | 0 | 0 | 0 | 0 | 0 | 0 | 0 | 0 | 0 | 0 | 0 | 0 | 0 | 0 | 0 | 0 | 0 | 0 | 0 | 0 | 0 | 1 | 1 | 1 | 1 | 1 | 1 | 1 | 1 | 1 | 1 | 1 | 1 | 1 | 1 | 1 | 1 | 1 | 1 | 1 | 1 | 1 | 1 | 1 | 1 | 0 | 0 | 0 | 0 | 0 | 0 | 0 | 0 | 0 | 0 | 0 | 0 | 0 | 0 | 0 | 0 | 0 | 0 | 0 | 0 | 0 | 0 | 0 | 0 | 0 | 0 | 0 | 0 | 0 | 0 | 0 | 0 | 0 | 0 | 0 | 0 | 0 | 0 | 0 | 0 | 0 | 0 | 0 | 0 | 0 | 0 | 0 | 0 | 0 | 0 | 0 | 0 | 0 | 0 | 0 | 0 | 0 | 0 | 0 | 0 | 0 | 0 | 0 | 0 | 0 | 0 | 0 | 0 | 0 | 0 | 0 | 0 | 0 | 0 | 0 | 0 | 0 | 0 | 0 | 0 | 0 | 0 | 0 | 0 | 0 | 0 | 0 | 0 | 0 | 0 | 0 | 0 | 0 | 0 | 0 | 0 | 0 | 0 | 0 | 0 | 0 | 0 | 0 | 0 | 0 | 0 | 0 | 0 | 0 | 0 | 0 | 0 | 0 | 0 | 0 | 0 | 0 | 0 | 0 | 0 | 0 | 0 | 0 | 0 | 0 | 0 | 0 | 0 | 0 | 0 | 0 | 0 | 0 | 0 | 0 | 0 | 0 | 0 | 0 | 0 | 0 | 0 | 0 | 0 | 0 | 0 | 0 | 0 | 0 | 0 | 0 | 0 | 0 | 0 | 0 | 0 | 0 | 0 | 0 | 0 | 0 | 0 | 0 | 0 | 0 | 0 | 0 | 0 | 0 | 0 | 0 | 0 | 0 | 0 | 0 | 0 | 0 | 0 | 0 | 0 | 0 | 0 | 0 | 0 | 0 | 0 | 0 | 0 | 0 | 0 | 0 | 0 | 0 | 0 | 0 | 0 | 0 | 0 | 0 | 0 | 0 | 0 | 0 | 0 | 0 | 0 | 0 | 0 | 0 | 0 | 0 | 0 | 0 | 0 | 0 | 0 | 0 | 0 | 0 | 0 | 0 | 0 | 0 | 0 | 0 | 0 | 0 | 0 | 0 | 0 | 0 | 0 | 0 | 0 | 0 | 0 | 0 | 0 | 0 | 0 | 0 | 0 | 0 | 0 | 0 | 0 | 0 | 0 | 0 | 0 | 0 | 0 | 0 | 0 | 0 | 0 | 0 | 0 | 0 | 0 | 0 | 0 | 0 | 0 | 0 | 0 | 0 | 0 | 0 | 0 | 0 | 0 | 0 | 0 | 0 | 0 | 0 | 0 | 0 | 0 | 0 | 0 | 0 | 0
Nominal Site Capacity - kW (0) |  | 11.5 | 11.5 | 11.5 | 11.5 | 11.5 | 11.5 | 11.5 | 11.5 | 11.5 | 11.5 | 11.5 | 11.5 | 11.5 | 11.5 | 11.5 | 11.5 | 11.5 | 11.5 | 11.5 | 11.5 | 11.5 | 11.5 | 11.5 | 11.5 | 11.5 | 11.5 | 11.5 | 11.5 | 11.5 | 11.5 | 11.5 | 11.5 | 11.5 | 11.5 | 11.5 | 11.5 | 11.5 | 11.5 | 11.5 | 11.5 | 11.5 | 11.5 | 11.5 | 11.5 | 11.5 | 11.5 | 11.5 | 11.5 | 11.5 | 11.5 | 11.5 | 11.5 | 11.5 | 11.5 | 11.5 | 11.5 | 11.5 | 11.5 | 11.5 | 11.5 | 11.5 | 11.5 | 11.5 | 11.5 | 11.5 | 11.5 | 11.5 | 11.5 | 11.5 | 11.5 | 11.5 | 11.5 | 11.5 | 11.5 | 11.5 | 11.5 | 11.5 | 11.5 | 11.5 | 11.5 | 11.5 | 11.5 | 11.5 | 11.5 | 11.5 | 11.5 | 11.5 | 11.5 | 11.5 | 11.5 | 11.5 | 11.5 | 11.5 | 11.5 | 11.5 | 11.5 | 11.5 | 11.5 | 11.5 | 11.5 | 11.5 | 11.5 | 11.5 | 11.5 | 11.5 | 11.5 | 11.5 | 11.5 | 11.5 | 11.5 | 11.5 | 11.5 | 11.5 | 11.5 | 11.5 | 11.5 | 11.5 | 11.5 | 11.5 | 11.5 | 11.385 | 11.385 | 11.385 | 11.385 | 11.385 | 11.385 | 11.385 | 11.385 | 11.385 | 11.385 | 11.385 | 11.385 | 11.27 | 11.27 | 11.27 | 11.27 | 11.27 | 11.27 | 11.27 | 11.27 | 11.27 | 11.27 | 11.27 | 11.27 | 11.155 | 11.155 | 11.155 | 11.155 | 11.155 | 11.155 | 11.155 | 11.155 | 11.155 | 11.155 | 11.155 | 11.155 | 10.81 | 10.81 | 10.81 | 10.81 | 10.81 | 10.81 | 10.81 | 10.81 | 10.81 | 10.81 | 10.81 | 10.81 | 10.465 | 10.465 | 10.465 | 10.465 | 10.465 | 10.465 | 10.465 | 10.465 | 10.465 | 10.465 | 10.465 | 10.465 | 9.89 | 9.89 | 9.89 | 9.89 | 9.89 | 9.89 | 9.89 | 9.89 | 9.89 | 9.89 | 9.89 | 9.89 | 8.625 | 8.625 | 8.625 | 8.625 | 8.625 | 8.625 | 8.625 | 8.625 | 8.625 | 8.625 | 8.625 | 8.625 | 6.325 | 6.325 | 6.325 | 6.325 | 6.325 | 6.325 | 6.325 | 6.325 | 6.325 | 6.325 | 6.325 | 6.325 | 3.45 | 3.45 | 3.45 | 3.45 | 3.45 | 3.45 | 3.45 | 3.45 | 3.45 | 3.45 | 3.45 | 3.45 | 0 | 0 | 0 | 0 | 0 | 0 | 0 | 0 | 0 | 0 | 0 | 0 | 0 | 0 | 0 | 0 | 0 | 0 | 0 | 0 | 0 | 0 | 0 | 0 | 0 | 0 | 0 | 0 | 0 | 0 | 0 | 0 | 0 | 0 | 0 | 0 | 0 | 0 | 0 | 0 | 0 | 0 | 0 | 0 | 0 | 0 | 0 | 0 | 0 | 0 | 0 | 0 | 0 | 0 | 0 | 0 | 0 | 0 | 0 | 0 | 0 | 0 | 0 | 0 | 0 | 0 | 0 | 0 | 0 | 0 | 0 | 0 | 0 | 0 | 0 | 0 | 0 | 0 | 0 | 0 | 0 | 0 | 0 | 0 | 0 | 0 | 0 | 0 | 0 | 0 | 0 | 0 | 0 | 0 | 0 | 0 | 0 | 0 | 0 | 0 | 0 | 0 | 0 | 0 | 0 | 0 | 0 | 0 | 0 | 0 | 0 | 0 | 0 | 0 | 0 | 0 | 0 | 0 | 0 | 0 | 0 | 0 | 0 | 0 | 0 | 0 | 0 | 0 | 0 | 0 | 0 | 0 | 0 | 0 | 0 | 0 | 0 | 0 | 0 | 0 | 0 | 0 | 0 | 0 | 0 | 0 | 0 | 0 | 0 | 0 | 0 | 0
Capacity Volume (1) |  | 0 | 0 | 0 | 0 | 0 | 0 | 0 | 10.5 | 0 | 0 | 0 | 0 | 0 | 0 | 0 | 0 | 0 | 0 | 0 | 10.5 | 0 | 0 | 0 | 0 | 0 | 0 | 0 | 0 | 0 | 0 | 0 | 10.4 | 0 | 0 | 0 | 0 | 0 | 0 | 0 | 0 | 0 | 0 | 0 | 10.4 | 0 | 0 | 0 | 0 | 0 | 0 | 0 | 0 | 0 | 0 | 0 | 10.4 | 0 | 0 | 0 | 0 | 0 | 0 | 0 | 0 | 0 | 0 | 0 | 10.4 | 0 | 0 | 0 | 0 | 0 | 0 | 0 | 0 | 0 | 0 | 0 | 10.3 | 0 | 0 | 0 | 0 | 0 | 0 | 0 | 0 | 0 | 0 | 0 | 10.3 | 0 | 0 | 0 | 0 | 0 | 0 | 0 | 0 | 0 | 0 | 0 | 10.2 | 0 | 0 | 0 | 0 | 0 | 0 | 0 | 0 | 0 | 0 | 0 | 10.2 | 0 | 0 | 0 | 0 | 0 | 0 | 0 | 0 | 0 | 0 | 0 | 10 | 0 | 0 | 0 | 0 | 0 | 0 | 0 | 0 | 0 | 0 | 0 | 9.8 | 0 | 0 | 0 | 0 | 0 | 0 | 0 | 0 | 0 | 0 | 0 | 9.7 | 0 | 0 | 0 | 0 | 0 | 0 | 0 | 0 | 0 | 0 | 0 | 9.3 | 0 | 0 | 0 | 0 | 0 | 0 | 0 | 0 | 0 | 0 | 0 | 9 | 0 | 0 | 0 | 0 | 0 | 0 | 0 | 0 | 0 | 0 | 0 | 8.5 | 0 | 0 | 0 | 0 | 0 | 0 | 0 | 0 | 0 | 0 | 0 | 7.3 | 0 | 0 | 0 | 0 | 0 | 0 | 0 | 0 | 0 | 0 | 0 | 5.4 | 0 | 0 | 0 | 0 | 0 | 0 | 0 | 0 | 0 | 0 | 0 | 2.9 | 0 | 0 | 0 | 0 | 0 | 0 | 0 | 0 | 0 | 0 | 0 | 0 | 0 | 0 | 0 | 0 | 0 | 0 | 0 | 0 | 0 | 0 | 0 | 0 | 0 | 0 | 0 | 0 | 0 | 0 | 0 | 0 | 0 | 0 | 0 | 0 | 0 | 0 | 0 | 0 | 0 | 0 | 0 | 0 | 0 | 0 | 0 | 0 | 0 | 0 | 0 | 0 | 0 | 0 | 0 | 0 | 0 | 0 | 0 | 0 | 0 | 0 | 0 | 0 | 0 | 0 | 0 | 0 | 0 | 0 | 0 | 0 | 0 | 0 | 0 | 0 | 0 | 0 | 0 | 0 | 0 | 0 | 0 | 0 | 0 | 0 | 0 | 0 | 0 | 0 | 0 | 0 | 0 | 0 | 0 | 0 | 0 | 0 | 0 | 0 | 0 | 0 | 0 | 0 | 0 | 0 | 0 | 0 | 0 | 0 | 0 | 0 | 0 | 0 | 0 | 0 | 0 | 0 | 0 | 0 | 0 | 0 | 0 | 0 | 0 | 0 | 0 | 0 | 0 | 0 | 0 | 0 | 0 | 0 | 0 | 0 | 0 | 0 | 0 | 0 | 0 | 0 | 0 | 0 | 0 | 0 | 0 | 0 | 0 | 0 | 0 | 0 | 0 | 0 | 0 | 0
RNS Volume (1) |  | 10.5 | 10.5 | 10.5 | 10.5 | 10.5 | 10.5 | 10.5 | 10.5 | 10.5 | 10.5 | 10.5 | 10.5 | 10.5 | 10.5 | 10.5 | 10.5 | 10.5 | 10.5 | 10.5 | 10.5 | 10.5 | 10.5 | 10.5 | 10.5 | 10.4 | 10.4 | 10.4 | 10.4 | 10.4 | 10.4 | 10.4 | 10.4 | 10.4 | 10.4 | 10.4 | 10.4 | 10.4 | 10.4 | 10.4 | 10.4 | 10.4 | 10.4 | 10.4 | 10.4 | 10.4 | 10.4 | 10.4 | 10.4 | 10.4 | 10.4 | 10.4 | 10.4 | 10.4 | 10.4 | 10.4 | 10.4 | 10.4 | 10.4 | 10.4 | 10.4 | 10.4 | 10.4 | 10.4 | 10.4 | 10.4 | 10.4 | 10.4 | 10.4 | 10.4 | 10.4 | 10.4 | 10.4 | 10.3 | 10.3 | 10.3 | 10.3 | 10.3 | 10.3 | 10.3 | 10.3 | 10.3 | 10.3 | 10.3 | 10.3 | 10.3 | 10.3 | 10.3 | 10.3 | 10.3 | 10.3 | 10.3 | 10.3 | 10.3 | 10.3 | 10.3 | 10.3 | 10.2 | 10.2 | 10.2 | 10.2 | 10.2 | 10.2 | 10.2 | 10.2 | 10.2 | 10.2 | 10.2 | 10.2 | 10.2 | 10.2 | 10.2 | 10.2 | 10.2 | 10.2 | 10.2 | 10.2 | 10.2 | 10.2 | 10.2 | 10.2 | 10 | 10 | 10 | 10 | 10 | 10 | 10 | 10 | 10 | 10 | 10 | 10 | 9.8 | 9.8 | 9.8 | 9.8 | 9.8 | 9.8 | 9.8 | 9.8 | 9.8 | 9.8 | 9.8 | 9.8 | 9.7 | 9.7 | 9.7 | 9.7 | 9.7 | 9.7 | 9.7 | 9.7 | 9.7 | 9.7 | 9.7 | 9.7 | 9.3 | 9.3 | 9.3 | 9.3 | 9.3 | 9.3 | 9.3 | 9.3 | 9.3 | 9.3 | 9.3 | 9.3 | 9 | 9 | 9 | 9 | 9 | 9 | 9 | 9 | 9 | 9 | 9 | 9 | 8.5 | 8.5 | 8.5 | 8.5 | 8.5 | 8.5 | 8.5 | 8.5 | 8.5 | 8.5 | 8.5 | 8.5 | 7.3 | 7.3 | 7.3 | 7.3 | 7.3 | 7.3 | 7.3 | 7.3 | 7.3 | 7.3 | 7.3 | 7.3 | 5.4 | 5.4 | 5.4 | 5.4 | 5.4 | 5.4 | 5.4 | 5.4 | 5.4 | 5.4 | 5.4 | 5.4 | 2.9 | 2.9 | 2.9 | 2.9 | 2.9 | 2.9 | 2.9 | 2.9 | 2.9 | 2.9 | 2.9 | 2.9 | 0 | 0 | 0 | 0 | 0 | 0 | 0 | 0 | 0 | 0 | 0 | 0 | 0 | 0 | 0 | 0 | 0 | 0 | 0 | 0 | 0 | 0 | 0 | 0 | 0 | 0 | 0 | 0 | 0 | 0 | 0 | 0 | 0 | 0 | 0 | 0 | 0 | 0 | 0 | 0 | 0 | 0 | 0 | 0 | 0 | 0 | 0 | 0 | 0 | 0 | 0 | 0 | 0 | 0 | 0 | 0 | 0 | 0 | 0 | 0 | 0 | 0 | 0 | 0 | 0 | 0 | 0 | 0 | 0 | 0 | 0 | 0 | 0 | 0 | 0 | 0 | 0 | 0 | 0 | 0 | 0 | 0 | 0 | 0 | 0 | 0 | 0 | 0 | 0 | 0 | 0 | 0 | 0 | 0 | 0 | 0 | 0 | 0 | 0 | 0 | 0 | 0 | 0 | 0 | 0 | 0 | 0 | 0 | 0 | 0 | 0 | 0 | 0 | 0 | 0 | 0 | 0 | 0 | 0 | 0 | 0 | 0 | 0 | 0 | 0 | 0 | 0 | 0 | 0 | 0 | 0 | 0 | 0 | 0 | 0 | 0 | 0 | 0 | 0 | 0 | 0 | 0 | 0 | 0 | 0 | 0 | 0 | 0 | 0 | 0 | 0 | 0
Reserve Margin |  | 35% | 35% | 35% | 35% | 35% | 35% | 35% | 35% | 35% | 35% | 35% | 35% | 35% | 35% | 35% | 35% | 35% | 35% | 35% | 35% | 35% | 35% | 35% | 35% | 35% | 35% | 35% | 35% | 35% | 35% | 35% | 35% | 35% | 35% | 35% | 35% | 35% | 35% | 35% | 35% | 35% | 35% | 35% | 35% | 35% | 35% | 35% | 35% | 35% | 35% | 35% | 35% | 35% | 35% | 35% | 35% | 35% | 35% | 35% | 35% | 35% | 35% | 35% | 35% | 35% | 35% | 35% | 35% | 35% | 35% | 35% | 35% | 35% | 35% | 35% | 35% | 35% | 35% | 35% | 35% | 35% | 35% | 35% | 35% | 35% | 35% | 35% | 35% | 35% | 35% | 35% | 35% | 35% | 35% | 35% | 35% | 35% | 35% | 35% | 35% | 35% | 35% | 35% | 35% | 35% | 35% | 35% | 35% | 35% | 35% | 35% | 35% | 35% | 35% | 35% | 35% | 35% | 35% | 35% | 35% | 35% | 35% | 35% | 35% | 35% | 35% | 35% | 35% | 35% | 35% | 35% | 35% | 35% | 35% | 35% | 35% | 35% | 35% | 35% | 35% | 35% | 35% | 35% | 35% | 35% | 35% | 35% | 35% | 35% | 35% | 35% | 35% | 35% | 35% | 35% | 35% | 35% | 35% | 35% | 35% | 35% | 35% | 35% | 35% | 35% | 35% | 35% | 35% | 35% | 35% | 35% | 35% | 35% | 35% | 35% | 35% | 35% | 35% | 35% | 35% | 35% | 35% | 35% | 35% | 35% | 35% | 35% | 35% | 35% | 35% | 35% | 35% | 35% | 35% | 35% | 35% | 35% | 35% | 35% | 35% | 35% | 35% | 35% | 35% | 35% | 35% | 35% | 35% | 35% | 35% | 35% | 35% | 35% | 35% | 35% | 35% | 35% | 35% | 35% | 35% | 35% | 35% | 35% | 35% | 35% | 35% | 35% | 35% | 35% | 35% | 35% | 35% | 35% | 35% | 35% | 35% | 35% | 35% | 35% | 35% | 35% | 35% | 35% | 35% | 35% | 35% | 35% | 35% | 35% | 35% | 35% | 35% | 35% | 35% | 35% | 35% | 35% | 35% | 35% | 35% | 35% | 35% | 35% | 35% | 35% | 35% | 35% | 35% | 35% | 35% | 35% | 35% | 35% | 35% | 35% | 35% | 35% | 35% | 35% | 35% | 35% | 35% | 35% | 35% | 35% | 35% | 35% | 35% | 35% | 35% | 35% | 35% | 35% | 35% | 35% | 35% | 35% | 35% | 35% | 35% | 35% | 35% | 35% | 35% | 35% | 35% | 35% | 35% | 35% | 35% | 35% | 35% | 35% | 35% | 35% | 35% | 35% | 35% | 35% | 35% | 35% | 35% | 35% | 35% | 35% | 35% | 35% | 35% | 35% | 35% | 35% | 35% | 35% | 35% | 35% | 35% | 35% | 35% | 35% | 35% | 35% | 35% | 35% | 35% | 35% | 35% | 35% | 35% | 35% | 35% | 35% | 35% | 35% | 35% | 35% | 35% | 35% | 35% | 35% | 35% | 35% | 35% | 35% | 35% | 35% | 35% | 35% | 35% | 35% | 35% | 35% | 35% | 35% | 35% | 35% | 35% | 35% | 35% | 35% | 35%
Marginal Losses |  | 6.75% | 6.75% | 6.75% | 6.75% | 6.75% | 6.75% | 6.75% | 6.75% | 6.75% | 6.75% | 6.75% | 6.75% | 6.75% | 6.75% | 6.75% | 6.75% | 6.75% | 6.75% | 6.75% | 6.75% | 6.75% | 6.75% | 6.75% | 6.75% | 6.75% | 6.75% | 6.75% | 6.75% | 6.75% | 6.75% | 6.75% | 6.75% | 6.75% | 6.75% | 6.75% | 6.75% | 6.75% | 6.75% | 6.75% | 6.75% | 6.75% | 6.75% | 6.75% | 6.75% | 6.75% | 6.75% | 6.75% | 6.75% | 6.75% | 6.75% | 6.75% | 6.75% | 6.75% | 6.75% | 6.75% | 6.75% | 6.75% | 6.75% | 6.75% | 6.75% | 6.75% | 6.75% | 6.75% | 6.75% | 6.75% | 6.75% | 6.75% | 6.75% | 6.75% | 6.75% | 6.75% | 6.75% | 6.75% | 6.75% | 6.75% | 6.75% | 6.75% | 6.75% | 6.75% | 6.75% | 6.75% | 6.75% | 6.75% | 6.75% | 6.75% | 6.75% | 6.75% | 6.75% | 6.75% | 6.75% | 6.75% | 6.75% | 6.75% | 6.75% | 6.75% | 6.75% | 6.75% | 6.75% | 6.75% | 6.75% | 6.75% | 6.75% | 6.75% | 6.75% | 6.75% | 6.75% | 6.75% | 6.75% | 6.75% | 6.75% | 6.75% | 6.75% | 6.75% | 6.75% | 6.75% | 6.75% | 6.75% | 6.75% | 6.75% | 6.75% | 6.75% | 6.75% | 6.75% | 6.75% | 6.75% | 6.75% | 6.75% | 6.75% | 6.75% | 6.75% | 6.75% | 6.75% | 6.75% | 6.75% | 6.75% | 6.75% | 6.75% | 6.75% | 6.75% | 6.75% | 6.75% | 6.75% | 6.75% | 6.75% | 6.75% | 6.75% | 6.75% | 6.75% | 6.75% | 6.75% | 6.75% | 6.75% | 6.75% | 6.75% | 6.75% | 6.75% | 6.75% | 6.75% | 6.75% | 6.75% | 6.75% | 6.75% | 6.75% | 6.75% | 6.75% | 6.75% | 6.75% | 6.75% | 6.75% | 6.75% | 6.75% | 6.75% | 6.75% | 6.75% | 6.75% | 6.75% | 6.75% | 6.75% | 6.75% | 6.75% | 6.75% | 6.75% | 6.75% | 6.75% | 6.75% | 6.75% | 6.75% | 6.75% | 6.75% | 6.75% | 6.75% | 6.75% | 6.75% | 6.75% | 6.75% | 6.75% | 6.75% | 6.75% | 6.75% | 6.75% | 6.75% | 6.75% | 6.75% | 6.75% | 6.75% | 6.75% | 6.75% | 6.75% | 6.75% | 6.75% | 6.75% | 6.75% | 6.75% | 6.75% | 6.75% | 6.75% | 6.75% | 6.75% | 6.75% | 6.75% | 6.75% | 6.75% | 6.75% | 6.75% | 6.75% | 6.75% | 6.75% | 6.75% | 6.75% | 6.75% | 6.75% | 6.75% | 6.75% | 6.75% | 6.75% | 6.75% | 6.75% | 6.75% | 6.75% | 6.75% | 6.75% | 6.75% | 6.75% | 6.75% | 6.75% | 6.75% | 6.75% | 6.75% | 6.75% | 6.75% | 6.75% | 6.75% | 6.75% | 6.75% | 6.75% | 6.75% | 6.75% | 6.75% | 6.75% | 6.75% | 6.75% | 6.75% | 6.75% | 6.75% | 6.75% | 6.75% | 6.75% | 6.75% | 6.75% | 6.75% | 6.75% | 6.75% | 6.75% | 6.75% | 6.75% | 6.75% | 6.75% | 6.75% | 6.75% | 6.75% | 6.75% | 6.75% | 6.75% | 6.75% | 6.75% | 6.75% | 6.75% | 6.75% | 6.75% | 6.75% | 6.75% | 6.75% | 6.75% | 6.75% | 6.75% | 6.75% | 6.75% | 6.75% | 6.75% | 6.75% | 6.75% | 6.75% | 6.75% | 6.75% | 6.75% | 6.75% | 6.75% | 6.75% | 6.75% | 6.75% | 6.75% | 6.75% | 6.75% | 6.75% | 6.75% | 6.75% | 6.75% | 6.75% | 6.75% | 6.75% | 6.75% | 6.75% | 6.75% | 6.75% | 6.75% | 6.75% | 6.75% | 6.75% | 6.75% | 6.75% | 6.75% | 6.75% | 6.75% | 6.75% | 6.75% | 6.75% | 6.75% | 6.75% | 6.75% | 6.75% | 6.75% | 6.75% | 6.75% | 6.75% | 6.75% | 6.75% | 6.75% | 6.75% | 6.75% | 6.75% | 6.75% | 6.75% | 6.75% | 6.75% | 6.75% | 6.75% | 6.75% | 6.75% | 6.75% | 6.75% | 6.75% | 6.75% | 6.75% | 6.75% | 6.75% | 6.75% | 6.75% | 6.75% | 6.75% | 6.75% | 6.75% | 6.75% | 6.75% | 6.75% | 6.75% | 6.75% | 6.75% | 6.75% | 6.75% | 6.75%
[382 empty] | Month | Year | Beginning | Ending | Volume
Adjusted Capacity Volume (2) |  | 0 | 0 | 0 | 0 | 0 | 10.105 | 10.105 | 10.105 | 10.105 | 10.105 | 10.105 | 10.105 | 9.664 | 9.664 | 9.664 | 9.664 | 9.664 | 9.664 | 9.664 | 9.664 | 9.664 | 9.664 | 9.664 | 9.664 | 9.243 | 9.243 | 9.243 | 9.243 | 9.243 | 9.155 | 9.155 | 9.155 | 9.155 | 9.155 | 9.155 | 9.155 | 8.756 | 8.756 | 8.756 | 8.756 | 8.756 | 8.756 | 8.756 | 8.756 | 8.756 | 8.756 | 8.756 | 8.756 | 8.375 | 8.375 | 8.375 | 8.375 | 8.375 | 8.375 | 8.375 | 8.375 | 8.375 | 8.375 | 8.375 | 8.375 | 8.01 | 8.01 | 8.01 | 8.01 | 8.01 | 8.01 | 8.01 | 8.01 | 8.01 | 8.01 | 8.01 | 8.01 | 7.661 | 7.661 | 7.661 | 7.661 | 7.661 | 7.587 | 7.587 | 7.587 | 7.587 | 7.587 | 7.587 | 7.587 | 7.256 | 7.256 | 7.256 | 7.256 | 7.256 | 7.256 | 7.256 | 7.256 | 7.256 | 7.256 | 7.256 | 7.256 | 6.94 | 6.94 | 6.94 | 6.94 | 6.94 | 6.873 | 6.873 | 6.873 | 6.873 | 6.873 | 6.873 | 6.873 | 6.573 | 6.573 | 6.573 | 6.573 | 6.573 | 6.573 | 6.573 | 6.573 | 6.573 | 6.573 | 6.573 | 6.573 | 6.287 | 6.287 | 6.287 | 6.287 | 6.287 | 6.164 | 6.164 | 6.164 | 6.164 | 6.164 | 6.164 | 6.164 | 5.895 | 5.895 | 5.895 | 5.895 | 5.895 | 5.777 | 5.777 | 5.777 | 5.777 | 5.777 | 5.777 | 5.777 | 5.525 | 5.525 | 5.525 | 5.525 | 5.525 | 5.469 | 5.469 | 5.469 | 5.469 | 5.469 | 5.469 | 5.469 | 5.231 | 5.231 | 5.231 | 5.231 | 5.231 | 5.015 | 5.015 | 5.015 | 5.015 | 5.015 | 5.015 | 5.015 | 4.796 | 4.796 | 4.796 | 4.796 | 4.796 | 4.642 | 4.642 | 4.642 | 4.642 | 4.642 | 4.642 | 4.642 | 4.439 | 4.439 | 4.439 | 4.439 | 4.439 | 4.193 | 4.193 | 4.193 | 4.193 | 4.193 | 4.193 | 4.193 | 4.01 | 4.01 | 4.01 | 4.01 | 4.01 | 3.444 | 3.444 | 3.444 | 3.444 | 3.444 | 3.444 | 3.444 | 3.294 | 3.294 | 3.294 | 3.294 | 3.294 | 2.437 | 2.437 | 2.437 | 2.437 | 2.437 | 2.437 | 2.437 | 2.33 | 2.33 | 2.33 | 2.33 | 2.33 | 1.252 | 1.252 | 1.252 | 1.252 | 1.252 | 1.252 | 1.252 | 1.197 | 1.197 | 1.197 | 1.197 | 1.197 | 0 | 0 | 0 | 0 | 0 | 0 | 0 | 0 | 0 | 0 | 0 | 0 | 0 | 0 | 0 | 0 | 0 | 0 | 0 | 0 | 0 | 0 | 0 | 0 | 0 | 0 | 0 | 0 | 0 | 0 | 0 | 0 | 0 | 0 | 0 | 0 | 0 | 0 | 0 | 0 | 0 | 0 | 0 | 0 | 0 | 0 | 0 | 0 | 0 | 0 | 0 | 0 | 0 | 0 | 0 | 0 | 0 | 0 | 0 | 0 | 0 | 0 | 0 | 0 | 0 | 0 | 0 | 0 | 0 | 0 | 0 | 0 | 0 | 0 | 0 | 0 | 0 | 0 | 0 | 0 | 0 | 0 | 0 | 0 | 0 | 0 | 0 | 0 | 0 | 0 | 0 | 0 | 0 | 0 | 0 | 0 | 0 | 0 | 0 | 0 | 0 | 0 | 0 | 0 | 0 | 0 | 0 | 0 | 0 | 0 | 0 | 0 | 0 | 0 | 0 | 0 | 0 | 0 | 0 | 0 | 0 | 0 | 0 | 0 | 0 | 0 | 0 | 0 | 0 | 0 | 0 | 0 | 0 | 0 | 0 | 0 | 0 | 0 | 0 | [8 empty] | 8 | 2025 | 2025-06-01 | 2026-05-31 | 0
Adjusted RNS Volume (2) |  | 0 | 6.251 | 6.251 | 6.251 | 6.251 | 6.251 | 6.251 | 6.251 | 6.251 | 6.251 | 6.251 | 6.251 | 5.953 | 5.953 | 5.953 | 5.953 | 5.953 | 5.953 | 5.953 | 5.953 | 5.953 | 5.953 | 5.953 | 5.953 | 5.669 | 5.615 | 5.615 | 5.615 | 5.615 | 5.615 | 5.615 | 5.615 | 5.615 | 5.615 | 5.615 | 5.615 | 5.347 | 5.347 | 5.347 | 5.347 | 5.347 | 5.347 | 5.347 | 5.347 | 5.347 | 5.347 | 5.347 | 5.347 | 5.092 | 5.092 | 5.092 | 5.092 | 5.092 | 5.092 | 5.092 | 5.092 | 5.092 | 5.092 | 5.092 | 5.092 | 4.849 | 4.849 | 4.849 | 4.849 | 4.849 | 4.849 | 4.849 | 4.849 | 4.849 | 4.849 | 4.849 | 4.849 | 4.617 | 4.573 | 4.573 | 4.573 | 4.573 | 4.573 | 4.573 | 4.573 | 4.573 | 4.573 | 4.573 | 4.573 | 4.355 | 4.355 | 4.355 | 4.355 | 4.355 | 4.355 | 4.355 | 4.355 | 4.355 | 4.355 | 4.355 | 4.355 | 4.147 | 4.106 | 4.106 | 4.106 | 4.106 | 4.106 | 4.106 | 4.106 | 4.106 | 4.106 | 4.106 | 4.106 | 3.91 | 3.91 | 3.91 | 3.91 | 3.91 | 3.91 | 3.91 | 3.91 | 3.91 | 3.91 | 3.91 | 3.91 | 3.724 | 3.651 | 3.651 | 3.651 | 3.651 | 3.651 | 3.651 | 3.651 | 3.651 | 3.651 | 3.651 | 3.651 | 3.477 | 3.407 | 3.407 | 3.407 | 3.407 | 3.407 | 3.407 | 3.407 | 3.407 | 3.407 | 3.407 | 3.407 | 3.244 | 3.211 | 3.211 | 3.211 | 3.211 | 3.211 | 3.211 | 3.211 | 3.211 | 3.211 | 3.211 | 3.211 | 3.058 | 2.932 | 2.932 | 2.932 | 2.932 | 2.932 | 2.932 | 2.932 | 2.932 | 2.932 | 2.932 | 2.932 | 2.792 | 2.702 | 2.702 | 2.702 | 2.702 | 2.702 | 2.702 | 2.702 | 2.702 | 2.702 | 2.702 | 2.702 | 2.573 | 2.43 | 2.43 | 2.43 | 2.43 | 2.43 | 2.43 | 2.43 | 2.43 | 2.43 | 2.43 | 2.43 | 2.314 | 1.987 | 1.987 | 1.987 | 1.987 | 1.987 | 1.987 | 1.987 | 1.987 | 1.987 | 1.987 | 1.987 | 1.893 | 1.4 | 1.4 | 1.4 | 1.4 | 1.4 | 1.4 | 1.4 | 1.4 | 1.4 | 1.4 | 1.4 | 1.333 | 0.716 | 0.716 | 0.716 | 0.716 | 0.716 | 0.716 | 0.716 | 0.716 | 0.716 | 0.716 | 0.716 | 0.682 | 0 | 0 | 0 | 0 | 0 | 0 | 0 | 0 | 0 | 0 | 0 | 0 | 0 | 0 | 0 | 0 | 0 | 0 | 0 | 0 | 0 | 0 | 0 | 0 | 0 | 0 | 0 | 0 | 0 | 0 | 0 | 0 | 0 | 0 | 0 | 0 | 0 | 0 | 0 | 0 | 0 | 0 | 0 | 0 | 0 | 0 | 0 | 0 | 0 | 0 | 0 | 0 | 0 | 0 | 0 | 0 | 0 | 0 | 0 | 0 | 0 | 0 | 0 | 0 | 0 | 0 | 0 | 0 | 0 | 0 | 0 | 0 | 0 | 0 | 0 | 0 | 0 | 0 | 0 | 0 | 0 | 0 | 0 | 0 | 0 | 0 | 0 | 0 | 0 | 0 | 0 | 0 | 0 | 0 | 0 | 0 | 0 | 0 | 0 | 0 | 0 | 0 | 0 | 0 | 0 | 0 | 0 | 0 | 0 | 0 | 0 | 0 | 0 | 0 | 0 | 0 | 0 | 0 | 0 | 0 | 0 | 0 | 0 | 0 | 0 | 0 | 0 | 0 | 0 | 0 | 0 | 0 | 0 | 0 | 0 | 0 | 0 | 0 | 0 | 0 | 0 | 0 | 0 | [8 empty] | 8 | 2026 | 2026-06-01 | 2027-05-31 | 0
[382 empty] | 8 | 2027 | 2027-06-01 | 2028-05-31 | 10.5
RNS Price - $/kW-month |  | 17.8178 | 17.8623 | 17.8623 | 17.8623 | 17.8623 | 17.8623 | 17.8623 | 17.8623 | 17.8623 | 17.8623 | 17.8623 | 17.8623 | 18.7323 | 18.7778 | 18.7778 | 18.7778 | 18.7778 | 18.7778 | 18.7778 | 18.7778 | 18.7778 | 18.7778 | 18.7778 | 18.7778 | 19.5778 | 19.6241 | 19.6241 | 19.6241 | 19.6241 | 19.6241 | 19.6241 | 19.6241 | 19.6241 | 19.6241 | 19.6241 | 19.6241 | 20.0541 | 20.1014 | 20.1014 | 20.1014 | 20.1014 | 20.1014 | 20.1014 | 20.1014 | 20.1014 | 20.1014 | 20.1014 | 20.1014 | 20.3614 | 20.4096 | 20.4096 | 20.4096 | 20.4096 | 20.4096 | 20.4096 | 20.4096 | 20.4096 | 20.4096 | 20.4096 | 20.4096 | 20.6796 | 20.7288 | 20.7288 | 20.7288 | 20.7288 | 20.7288 | 20.7288 | 20.7288 | 20.7288 | 20.7288 | 20.7288 | 20.7288 | 21.0088 | 21.059 | 21.059 | 21.059 | 21.059 | 21.059 | 21.059 | 21.059 | 21.059 | 21.059 | 21.059 | 21.059 | 21.329 | 21.3802 | 21.3802 | 21.3802 | 21.3802 | 21.3802 | 21.3802 | 21.3802 | 21.3802 | 21.3802 | 21.3802 | 21.3802 | 21.6602 | 21.7124 | 21.7124 | 21.7124 | 21.7124 | 21.7124 | 21.7124 | 21.7124 | 21.7124 | 21.7124 | 21.7124 | 21.7124 | 22.0024 | 22.0556 | 22.0556 | 22.0556 | 22.0556 | 22.0556 | 22.0556 | 22.0556 | 22.0556 | 22.0556 | 22.0556 | 22.0556 | 22.3456 | 22.3999 | 22.3999 | 22.3999 | 22.3999 | 22.3999 | 22.3999 | 22.3999 | 22.3999 | 22.3999 | 22.3999 | 22.3999 | 22.6899 | 22.7453 | 22.7453 | 22.7453 | 22.7453 | 22.7453 | 22.7453 | 22.7453 | 22.7453 | 22.7453 | 22.7453 | 22.7453 | 23.0453 | 23.1018 | 23.1018 | 23.1018 | 23.1018 | 23.1018 | 23.1018 | 23.1018 | 23.1018 | 23.1018 | 23.1018 | 23.1018 | 23.4118 | 23.4695 | 23.4695 | 23.4695 | 23.4695 | 23.4695 | 23.4695 | 23.4695 | 23.4695 | 23.4695 | 23.4695 | 23.4695 | 23.7695 | 23.8283 | 23.8283 | 23.8283 | 23.8283 | 23.8283 | 23.8283 | 23.8283 | 23.8283 | 23.8283 | 23.8283 | 23.8283 | 24.1483 | 24.2082 | 24.2082 | 24.2082 | 24.2082 | 24.2082 | 24.2082 | 24.2082 | 24.2082 | 24.2082 | 24.2082 | 24.2082 | 24.5282 | 24.5894 | 24.5894 | 24.5894 | 24.5894 | 24.5894 | 24.5894 | 24.5894 | 24.5894 | 24.5894 | 24.5894 | 24.5894 | 24.9094 | 24.9718 | 24.9718 | 24.9718 | 24.9718 | 24.9718 | 24.9718 | 24.9718 | 24.9718 | 24.9718 | 24.9718 | 24.9718 | 25.3018 | 25.3654 | 25.3654 | 25.3654 | 25.3654 | 25.3654 | 25.3654 | 25.3654 | 25.3654 | 25.3654 | 25.3654 | 25.3654 | 25.6954 | 25.7603 | 25.7603 | 25.7603 | 25.7603 | 25.7603 | 25.7603 | 25.7603 | 25.7603 | 25.7603 | 25.7603 | 25.7603 | 26.0903 | 26.1565 | 26.1565 | 26.1565 | 26.1565 | 26.1565 | 26.1565 | 26.1565 | 26.1565 | 26.1565 | 26.1565 | 26.1565 | 26.4965 | 26.5641 | 26.5641 | 26.5641 | 26.5641 | 26.5641 | 26.5641 | 26.5641 | 26.5641 | 26.5641 | 26.5641 | 26.5641 | 26.9141 | 26.9829 | 26.9829 | 26.9829 | 26.9829 | 26.9829 | 26.9829 | 26.9829 | 26.9829 | 26.9829 | 26.9829 | 26.9829 | 27.3429 | 27.4132 | 27.4132 | 27.4132 | 27.4132 | 27.4132 | 27.4132 | 27.4132 | 27.4132 | 27.4132 | 27.4132 | 27.4132 | 27.7632 | 27.8349 | 27.8349 | 27.8349 | 27.8349 | 27.8349 | 27.8349 | 27.8349 | 27.8349 | 27.8349 | 27.8349 | 27.8349 | 28.1949 | 28.268 | 28.268 | 28.268 | 28.268 | 28.268 | 28.268 | 28.268 | 28.268 | 28.268 | 28.268 | 28.268 | 28.638 | 28.7125 | 28.7125 | 28.7125 | 28.7125 | 28.7125 | 28.7125 | 28.7125 | 28.7125 | 28.7125 | 28.7125 | 28.7125 | 29.0925 | 29.1686 | 29.1686 | 29.1686 | 29.1686 | 29.1686 | 29.1686 | 29.1686 | 29.1686 | 29.1686 | 29.1686 | 29.1686 | 0 | 0 | 0 | 0 | 0 | 0 | 0 | 0 | 0 | 0 | 0 | 0 | 0 | 0 | 0 | 0 | 0 | 0 | 0 | 0 | 0 | 0 | 0 | 0 | 0 | 0 | 0 | 0 | 0 | 0 | 0 | 0 | 0 | 0 | 0 | 0 | 0 | 0 | 0 | 0 | 0 | 0 | 0 | 0 | 8 | 2028 | 2028-06-01 | 2029-05-31 | 10.5
Capacity Price - $/kW-month |  | 2.59 | 2.59 | 2.59 | 2.59 | 2.59 | 3.58 | 3.58 | 3.58 | 3.58 | 3.58 | 3.58 | 3.58 | 3.58 | 3.58 | 3.58 | 3.58 | 3.58 | 5.349 | 5.349 | 5.349 | 5.349 | 5.349 | 5.349 | 5.349 | 5.349 | 5.349 | 5.349 | 5.349 | 5.349 | 6.1398 | 6.1398 | 6.1398 | 6.1398 | 6.1398 | 6.1398 | 6.1398 | 6.1398 | 6.1398 | 6.1398 | 6.1398 | 6.1398 | 6.3795 | 6.3795 | 6.3795 | 6.3795 | 6.3795 | 6.3795 | 6.3795 | 6.3795 | 6.3795 | 6.3795 | 6.3795 | 6.3795 | 6.6687 | 6.6687 | 6.6687 | 6.6687 | 6.6687 | 6.6687 | 6.6687 | 6.6687 | 6.6687 | 6.6687 | 6.6687 | 6.6687 | 7.289 | 7.289 | 7.289 | 7.289 | 7.289 | 7.289 | 7.289 | 7.289 | 7.289 | 7.289 | 7.289 | 7.289 | 7.5317 | 7.5317 | 7.5317 | 7.5317 | 7.5317 | 7.5317 | 7.5317 | 7.5317 | 7.5317 | 7.5317 | 7.5317 | 7.5317 | 7.9506 | 7.9506 | 7.9506 | 7.9506 | 7.9506 | 7.9506 | 7.9506 | 7.9506 | 7.9506 | 7.9506 | 7.9506 | 7.9506 | 8.7393 | 8.7393 | 8.7393 | 8.7393 | 8.7393 | 8.7393 | 8.7393 | 8.7393 | 8.7393 | 8.7393 | 8.7393 | 8.7393 | 12.4472 | 12.4472 | 12.4472 | 12.4472 | 12.4472 | 12.4472 | 12.4472 | 12.4472 | 12.4472 | 12.4472 | 12.4472 | 12.4472 | 13.3672 | 13.3672 | 13.3672 | 13.3672 | 13.3672 | 13.3672 | 13.3672 | 13.3672 | 13.3672 | 13.3672 | 13.3672 | 13.3672 | 14.1264 | 14.1264 | 14.1264 | 14.1264 | 14.1264 | 14.1264 | 14.1264 | 14.1264 | 14.1264 | 14.1264 | 14.1264 | 14.1264 | 14.951 | 14.951 | 14.951 | 14.951 | 14.951 | 14.951 | 14.951 | 14.951 | 14.951 | 14.951 | 14.951 | 14.951 | 15.3248 | 15.3248 | 15.3248 | 15.3248 | 15.3248 | 15.3248 | 15.3248 | 15.3248 | 15.3248 | 15.3248 | 15.3248 | 15.3248 | 15.7079 | 15.7079 | 15.7079 | 15.7079 | 15.7079 | 15.7079 | 15.7079 | 15.7079 | 15.7079 | 15.7079 | 15.7079 | 15.7079 | 16.1006 | 16.1006 | 16.1006 | 16.1006 | 16.1006 | 16.1006 | 16.1006 | 16.1006 | 16.1006 | 16.1006 | 16.1006 | 16.1006 | 16.5031 | 16.5031 | 16.5031 | 16.5031 | 16.5031 | 16.5031 | 16.5031 | 16.5031 | 16.5031 | 16.5031 | 16.5031 | 16.5031 | 16.9157 | 16.9157 | 16.9157 | 16.9157 | 16.9157 | 16.9157 | 16.9157 | 16.9157 | 16.9157 | 16.9157 | 16.9157 | 16.9157 | 17.3047 | 17.3047 | 17.3047 | 17.3047 | 17.3047 | 17.3047 | 17.3047 | 17.3047 | 17.3047 | 17.3047 | 17.3047 | 17.3047 | 17.7027 | 17.7027 | 17.7027 | 17.7027 | 17.7027 | 17.7027 | 17.7027 | 17.7027 | 17.7027 | 17.7027 | 17.7027 | 17.7027 | 18.1099 | 18.1099 | 18.1099 | 18.1099 | 18.1099 | 18.1099 | 18.1099 | 18.1099 | 18.1099 | 18.1099 | 18.1099 | 18.1099 | 18.5264 | 18.5264 | 18.5264 | 18.5264 | 18.5264 | 18.5264 | 18.5264 | 18.5264 | 18.5264 | 18.5264 | 18.5264 | 18.5264 | 18.9525 | 18.9525 | 18.9525 | 18.9525 | 18.9525 | 18.9525 | 18.9525 | 18.9525 | 18.9525 | 18.9525 | 18.9525 | 18.9525 | 19.3885 | 19.3885 | 19.3885 | 19.3885 | 19.3885 | 19.3885 | 19.3885 | 19.3885 | 19.3885 | 19.3885 | 19.3885 | 19.3885 | 19.8344 | 19.8344 | 19.8344 | 19.8344 | 19.8344 | 19.8344 | 19.8344 | 19.8344 | 19.8344 | 19.8344 | 19.8344 | 19.8344 | 20.2906 | 20.2906 | 20.2906 | 20.2906 | 20.2906 | 20.2906 | 20.2906 | 20.2906 | 20.2906 | 20.2906 | 20.2906 | 20.2906 | 20.7573 | 20.7573 | 20.7573 | 20.7573 | 20.7573 | 20.7573 | 20.7573 | 20.7573 | 20.7573 | 20.7573 | 20.7573 | 20.7573 | 21.2347 | 21.2347 | 21.2347 | 21.2347 | 21.2347 | 21.2347 | 21.2347 | 21.2347 | 21.2347 | 21.2347 | 21.2347 | 21.2347 | 21.7231 | 21.7231 | 21.7231 | 21.7231 | 21.7231 | 21.7231 | 21.7231 | 21.7231 | 21.7231 | 21.7231 | 21.7231 | 21.7231 | 22.2227 | 22.2227 | 22.2227 | 22.2227 | 22.2227 | 22.2227 | 22.2227 | 22.2227 | 22.2227 | 22.2227 | 22.2227 | 22.2227 | 0 | 0 | 0 | 0 | 0 | 0 | 0 | 0 | 0 | 0 | 0 | 0 | 0 | 0 | 0 | 8 | 2029 | 2029-06-01 | 2030-05-31 | 10.4
[382 empty] | 8 | 2030 | 2030-06-01 | 2031-05-31 | 10.4
Revenues | [381 empty] | 8 | 2031 | 2031-06-01 | 2032-05-31 | 10.4
Energy |  | 9.3071 | 9.3803 | 10.6404 | 11.6468 | 11.7092 | 12.6881 | 14.0945 | 14.3926 | 12.5165 | 11.8499 | 10.8181 | 10.6916 | 9.2076 | 9.8995 | 11.0275 | 12.2364 | 12.6926 | 13.0527 | 14.594 | 14.9485 | 12.7686 | 12.8558 | 11.7762 | 11.0308 | 12.6635 | 12.9184 | 11.1466 | 11.5344 | 11.6678 | 11.8516 | 12.5557 | 11.6567 | 11.6028 | 11.5008 | 11.1899 | 10.995 | 12.741 | 12.7548 | 11.4437 | 11.8241 | 11.8489 | 11.9958 | 12.7116 | 11.9449 | 11.7888 | 11.8381 | 11.5306 | 11.0869 | 13.0837 | 13.125 | 11.6622 | 11.9744 | 12.1552 | 12.3247 | 12.8612 | 12.1531 | 11.9587 | 12.1735 | 11.5356 | 12.1424 | 13.6987 | 13.0739 | 11.9352 | 12.2292 | 12.3228 | 12.5666 | 13.0185 | 12.5497 | 12.3546 | 12.4787 | 11.838 | 12.3117 | 14.0337 | 14.1747 | 12.089 | 12.468 | 12.4845 | 12.5097 | 13.0807 | 12.8362 | 12.3761 | 12.735 | 11.7932 | 13.7393 | 14.5133 | 14.1895 | 12.3514 | 12.6736 | 12.5957 | 12.7043 | 13.2245 | 13.2241 | 12.5189 | 13.0762 | 12.2663 | 13.0417 | 14.6587 | 14.3318 | 12.4762 | 12.8015 | 12.7229 | 12.8325 | 13.3577 | 13.3573 | 12.6454 | 13.208 | 12.3904 | 13.1731 | 14.9519 | 14.6185 | 12.7258 | 13.0576 | 12.9774 | 13.0892 | 13.6249 | 13.6244 | 12.8983 | 13.4722 | 12.6382 | 13.4366 | 14.9702 | 14.6336 | 12.7232 | 13.0581 | 12.9771 | 13.09 | 13.6307 | 13.6303 | 12.8973 | 13.4766 | 12.6348 | 13.4407 | 15.0044 | 14.6611 | 12.7125 | 13.0541 | 12.9715 | 13.0866 | 13.6381 | 13.6377 | 12.8901 | 13.4809 | 12.6223 | 13.4443 | 15.1693 | 14.8191 | 12.8315 | 13.1799 | 13.0957 | 13.2131 | 13.7757 | 13.7752 | 13.0127 | 13.6153 | 12.7395 | 13.5779 | 14.8988 | 14.5454 | 12.5394 | 12.8911 | 12.806 | 12.9245 | 13.4923 | 13.4918 | 12.7222 | 13.3305 | 12.4465 | 13.2928 | 14.7522 | 14.3956 | 12.3712 | 12.7261 | 12.6403 | 12.7599 | 13.3328 | 13.3324 | 12.5557 | 13.1695 | 12.2775 | 13.1314 | 14.3296 | 13.9659 | 11.901 | 12.263 | 12.1755 | 12.2974 | 12.8819 | 12.8814 | 12.0892 | 12.7153 | 11.8054 | 12.6765 | 12.8361 | 12.4691 | 10.3856 | 10.7508 | 10.6625 | 10.7856 | 11.3753 | 11.3748 | 10.5755 | 11.2072 | 10.2891 | 11.168 | 10.2557 | 9.8813 | 7.7561 | 8.1287 | 8.0386 | 8.1641 | 8.7657 | 8.7651 | 7.9498 | 8.5942 | 7.6577 | 8.5542 | 6.6288 | 6.251 | 4.1069 | 4.4828 | 4.3919 | 4.5186 | 5.1254 | 5.1249 | 4.3024 | 4.9524 | 4.0077 | 4.9121 | 2.256 | 1.8707 | -0.31627 | 0.06712 | -0.025569 | 0.10363 | 0.72263 | 0.72211 | -0.11692 | 0.54618 | -0.41751 | 0.50506 | 0 | 0 | 0 | 0 | 0 | 0 | 0 | 0 | 0 | 0 | 0 | 0 | 0 | 0 | 0 | 0 | 0 | 0 | 0 | 0 | 0 | 0 | 0 | 0 | 0 | 0 | 0 | 0 | 0 | 0 | 0 | 0 | 0 | 0 | 0 | 0 | 0 | 0 | 0 | 0 | 0 | 0 | 0 | 0 | 0 | 0 | 0 | 0 | 0 | 0 | 0 | 0 | 0 | 0 | 0 | 0 | 0 | 0 | 0 | 0 | 0 | 0 | 0 | 0 | 0 | 0 | 0 | 0 | 0 | 0 | 0 | 0 | 0 | 0 | 0 | 0 | 0 | 0 | 0 | 0 | 0 | 0 | 0 | 0 | 0 | 0 | 0 | 0 | 0 | 0 | 0 | 0 | 0 | 0 | 0 | 0 | 0 | 0 | 0 | 0 | 0 | 0 | 0 | 0 | 0 | 0 | 0 | 0 | 0 | 0 | 0 | 0 | 0 | 0 | 0 | 0 | 0 | 0 | 0 | 0 | [20 empty] | 8 | 2032 | 2032-06-01 | 2033-05-31 | 10.4
DASI |  | 0.54621 | 0.54621 | 0.54621 | 0.54621 | 0.54621 | 0.54621 | 0.54621 | 0.54621 | 0.54621 | 0.54621 | 0.54621 | 0.54621 | 0.55713 | 0.55713 | 0.55713 | 0.55713 | 0.55713 | 0.55713 | 0.55713 | 0.55713 | 0.55713 | 0.55713 | 0.55713 | 0.55713 | 0.56286 | 0.56286 | 0.56286 | 0.56286 | 0.56286 | 0.56286 | 0.56286 | 0.56286 | 0.56286 | 0.56286 | 0.56286 | 0.56286 | 0.57412 | 0.57412 | 0.57412 | 0.57412 | 0.57412 | 0.57412 | 0.57412 | 0.57412 | 0.57412 | 0.57412 | 0.57412 | 0.57412 | 0.5856 | 0.5856 | 0.5856 | 0.5856 | 0.5856 | 0.5856 | 0.5856 | 0.5856 | 0.5856 | 0.5856 | 0.5856 | 0.5856 | 0.59732 | 0.59732 | 0.59732 | 0.59732 | 0.59732 | 0.59732 | 0.59732 | 0.59732 | 0.59732 | 0.59732 | 0.59732 | 0.59732 | 0.6034 | 0.6034 | 0.6034 | 0.6034 | 0.6034 | 0.6034 | 0.6034 | 0.6034 | 0.6034 | 0.6034 | 0.6034 | 0.6034 | 0.61547 | 0.61547 | 0.61547 | 0.61547 | 0.61547 | 0.61547 | 0.61547 | 0.61547 | 0.61547 | 0.61547 | 0.61547 | 0.61547 | 0.62169 | 0.62169 | 0.62169 | 0.62169 | 0.62169 | 0.62169 | 0.62169 | 0.62169 | 0.62169 | 0.62169 | 0.62169 | 0.62169 | 0.63412 | 0.63412 | 0.63412 | 0.63412 | 0.63412 | 0.63412 | 0.63412 | 0.63412 | 0.63412 | 0.63412 | 0.63412 | 0.63412 | 0.63412 | 0.63412 | 0.63412 | 0.63412 | 0.63412 | 0.63412 | 0.63412 | 0.63412 | 0.63412 | 0.63412 | 0.63412 | 0.63412 | 0.63387 | 0.63387 | 0.63387 | 0.63387 | 0.63387 | 0.63387 | 0.63387 | 0.63387 | 0.63387 | 0.63387 | 0.63387 | 0.63387 | 0.63995 | 0.63995 | 0.63995 | 0.63995 | 0.63995 | 0.63995 | 0.63995 | 0.63995 | 0.63995 | 0.63995 | 0.63995 | 0.63995 | 0.62583 | 0.62583 | 0.62583 | 0.62583 | 0.62583 | 0.62583 | 0.62583 | 0.62583 | 0.62583 | 0.62583 | 0.62583 | 0.62583 | 0.61775 | 0.61775 | 0.61775 | 0.61775 | 0.61775 | 0.61775 | 0.61775 | 0.61775 | 0.61775 | 0.61775 | 0.61775 | 0.61775 | 0.5951 | 0.5951 | 0.5951 | 0.5951 | 0.5951 | 0.5951 | 0.5951 | 0.5951 | 0.5951 | 0.5951 | 0.5951 | 0.5951 | 0.52131 | 0.52131 | 0.52131 | 0.52131 | 0.52131 | 0.52131 | 0.52131 | 0.52131 | 0.52131 | 0.52131 | 0.52131 | 0.52131 | 0.39334 | 0.39334 | 0.39334 | 0.39334 | 0.39334 | 0.39334 | 0.39334 | 0.39334 | 0.39334 | 0.39334 | 0.39334 | 0.39334 | 0.21546 | 0.21546 | 0.21546 | 0.21546 | 0.21546 | 0.21546 | 0.21546 | 0.21546 | 0.21546 | 0.21546 | 0.21546 | 0.21546 | 0 | 0 | 0 | 0 | 0 | 0 | 0 | 0 | 0 | 0 | 0 | 0 | 0 | 0 | 0 | 0 | 0 | 0 | 0 | 0 | 0 | 0 | 0 | 0 | 0 | 0 | 0 | 0 | 0 | 0 | 0 | 0 | 0 | 0 | 0 | 0 | 0 | 0 | 0 | 0 | 0 | 0 | 0 | 0 | 0 | 0 | 0 | 0 | 0 | 0 | 0 | 0 | 0 | 0 | 0 | 0 | 0 | 0 | 0 | 0 | 0 | 0 | 0 | 0 | 0 | 0 | 0 | 0 | 0 | 0 | 0 | 0 | 0 | 0 | 0 | 0 | 0 | 0 | 0 | 0 | 0 | 0 | 0 | 0 | 0 | 0 | 0 | 0 | 0 | 0 | 0 | 0 | 0 | 0 | 0 | 0 | 0 | 0 | 0 | 0 | 0 | 0 | 0 | 0 | 0 | 0 | 0 | 0 | 0 | 0 | 0 | 0 | 0 | 0 | 0 | 0 | 0 | 0 | 0 | 0 | 0 | 0 | 0 | 0 | 0 | 0 | 0 | 0 | 0 | 0 | 0 | 0
Rate 1
Frequency |  | 13.5334 | 13.5334 | 13.5334 | 13.5334 | 13.5334 | 13.5334 | 13.5334 | 13.5334 | 13.5334 | 13.5334 | 13.5334 | 13.5334 | 11.5034 | 11.5034 | 11.5034 | 11.5034 | 11.5034 | 11.5034 | 11.5034 | 11.5034 | 11.5034 | 11.5034 | 11.5034 | 11.5034 | 9.6848 | 9.6848 | 9.6848 | 9.6848 | 9.6848 | 9.6848 | 9.6848 | 9.6848 | 9.6848 | 9.6848 | 9.6848 | 9.6848 | 8.232 | 8.232 | 8.232 | 8.232 | 8.232 | 8.232 | 8.232 | 8.232 | 8.232 | 8.232 | 8.232 | 8.232 | 6.9972 | 6.9972 | 6.9972 | 6.9972 | 6.9972 | 6.9972 | 6.9972 | 6.9972 | 6.9972 | 6.9972 | 6.9972 | 6.9972 | 5.9477 | 5.9477 | 5.9477 | 5.9477 | 5.9477 | 5.9477 | 5.9477 | 5.9477 | 5.9477 | 5.9477 | 5.9477 | 5.9477 | 0 | 0 | 0 | 0 | 0 | 0 | 0 | 0 | 0 | 0 | 0 | 0 | 0 | 0 | 0 | 0 | 0 | 0 | 0 | 0 | 0 | 0 | 0 | 0 | 0 | 0 | 0 | 0 | 0 | 0 | 0 | 0 | 0 | 0 | 0 | 0 | 0 | 0 | 0 | 0 | 0 | 0 | 0 | 0 | 0 | 0 | 0 | 0 | 0 | 0 | 0 | 0 | 0 | 0 | 0 | 0 | 0 | 0 | 0 | 0 | 0 | 0 | 0 | 0 | 0 | 0 | 0 | 0 | 0 | 0 | 0 | 0 | 0 | 0 | 0 | 0 | 0 | 0 | 0 | 0 | 0 | 0 | 0 | 0 | 0 | 0 | 0 | 0 | 0 | 0 | 0 | 0 | 0 | 0 | 0 | 0 | 0 | 0 | 0 | 0 | 0 | 0 | 0 | 0 | 0 | 0 | 0 | 0 | 0 | 0 | 0 | 0 | 0 | 0 | 0 | 0 | 0 | 0 | 0 | 0 | 0 | 0 | 0 | 0 | 0 | 0 | 0 | 0 | 0 | 0 | 0 | 0 | 0 | 0 | 0 | 0 | 0 | 0 | 0 | 0 | 0 | 0 | 0 | 0 | 0 | 0 | 0 | 0 | 0 | 0 | 0 | 0 | 0 | 0 | 0 | 0 | 0 | 0 | 0 | 0 | 0 | 0 | 0 | 0 | 0 | 0 | 0 | 0 | 0 | 0 | 0 | 0 | 0 | 0 | 0 | 0 | 0 | 0 | 0 | 0 | 0 | 0 | 0 | 0 | 0 | 0 | 0 | 0 | 0 | 0 | 0 | 0 | 0 | 0 | 0 | 0 | 0 | 0 | 0 | 0 | 0 | 0 | 0 | 0 | 0 | 0 | 0 | 0 | 0 | 0 | 0 | 0 | 0 | 0 | 0 | 0 | 0 | 0 | 0 | 0 | 0 | 0 | 0 | 0 | 0 | 0 | 0 | 0 | 0 | 0 | 0 | 0 | 0 | 0 | 0 | 0 | 0 | 0 | 0 | 0 | 0 | 0 | 0 | 0 | 0 | 0 | 0 | 0 | 0 | 0 | 0 | 0 | 0 | 0 | 0 | 0 | 0 | 0 | 0 | 0 | 0 | 0 | 0 | 0 | 0 | 0 | 0 | 0 | 0 | 0 | 0 | 0 | 0 | 0 | 0 | 0 | 0 | 0 | 0 | 0 | 0 | 0 | 0 | 0 | 0 | 0 | 0 | 0 | 0 | 0 | 0 | 0 | 0 | 0 | 0 | 0 | 0 | 0 | 0 | 0
T&D Deferral |  | 0 | 0 | 0 | 0 | 0 | 0 | 0 | 0 | 0 | 0 | 0 | 0 | 0 | 0 | 0 | 0 | 0 | 0 | 0 | 0 | 0 | 0 | 0 | 0 | 0 | 0 | 0 | 0 | 0 | 0 | 0 | 0 | 0 | 0 | 0 | 0 | 0 | 0 | 0 | 0 | 0 | 0 | 0 | 0 | 0 | 0 | 0 | 0 | 0 | 0 | 0 | 0 | 0 | 0 | 0 | 0 | 0 | 0 | 0 | 0 | 0 | 0 | 0 | 0 | 0 | 0 | 0 | 0 | 0 | 0 | 0 | 0 | 62.2292 | 62.2292 | 62.2292 | 62.2292 | 62.2292 | 62.2292 | 62.2292 | 62.2292 | 62.2292 | 62.2292 | 62.2292 | 62.2292 | 62.2292 | 62.2292 | 62.2292 | 62.2292 | 62.2292 | 62.2292 | 62.2292 | 62.2292 | 62.2292 | 62.2292 | 62.2292 | 62.2292 | 0 | 0 | 0 | 0 | 0 | 0 | 0 | 0 | 0 | 0 | 0 | 0 | 0 | 0 | 0 | 0 | 0 | 0 | 0 | 0 | 0 | 0 | 0 | 0 | 0 | 0 | 0 | 0 | 0 | 0 | 0 | 0 | 0 | 0 | 0 | 0 | 0 | 0 | 0 | 0 | 0 | 0 | 0 | 0 | 0 | 0 | 0 | 0 | 0 | 0 | 0 | 0 | 0 | 0 | 0 | 0 | 0 | 0 | 0 | 0 | 0 | 0 | 0 | 0 | 0 | 0 | 0 | 0 | 0 | 0 | 0 | 0 | 0 | 0 | 0 | 0 | 0 | 0 | 0 | 0 | 0 | 0 | 0 | 0 | 0 | 0 | 0 | 0 | 0 | 0 | 0 | 0 | 0 | 0 | 0 | 0 | 0 | 0 | 0 | 0 | 0 | 0 | 0 | 0 | 0 | 0 | 0 | 0 | 0 | 0 | 0 | 0 | 0 | 0 | 0 | 0 | 0 | 0 | 0 | 0 | 0 | 0 | 0 | 0 | 0 | 0 | 0 | 0 | 0 | 0 | 0 | 0 | 0 | 0 | 0 | 0 | 0 | 0 | 0 | 0 | 0 | 0 | 0 | 0 | 0 | 0 | 0 | 0 | 0 | 0 | 0 | 0 | 0 | 0 | 0 | 0 | 0 | 0 | 0 | 0 | 0 | 0 | 0 | 0 | 0 | 0 | 0 | 0 | 0 | 0 | 0 | 0 | 0 | 0 | 0 | 0 | 0 | 0 | 0 | 0 | 0 | 0 | 0 | 0 | 0 | 0 | 0 | 0 | 0 | 0 | 0 | 0 | 0 | 0 | 0 | 0 | 0 | 0 | 0 | 0 | 0 | 0 | 0 | 0 | 0 | 0 | 0 | 0 | 0 | 0 | 0 | 0 | 0 | 0 | 0 | 0 | 0 | 0 | 0 | 0 | 0 | 0 | 0 | 0 | 0 | 0 | 0 | 0 | 0 | 0 | 0 | 0 | 0 | 0 | 0 | 0 | 0 | 0 | 0 | 0 | 0 | 0 | 0 | 0 | 0 | 0 | 0 | 0 | 0 | 0 | 0 | 0 | 0 | 0 | 0 | 0 | 0 | 0 | 0 | 0 | 0 | 0 | 0 | 0 | 0 | 0 | 0 | 0 | 0 | 0 | 0 | 0 | 0 | 0 | 0 | 0 | 0 | 0 | 0 | 0 | 0 | 0 | 0 | 0
Power Factor/VAR support |  | 0 | 0 | 0 | 0 | 0 | 0 | 0 | 0 | 0 | 0 | 0 | 0 | 0 | 0 | 0 | 0 | 0 | 0 | 0 | 0 | 0 | 0 | 0 | 0 | 0 | 0 | 0 | 0 | 0 | 0 | 0 | 0 | 0 | 0 | 0 | 0 | 0 | 0 | 0 | 0 | 0 | 0 | 0 | 0 | 0 | 0 | 0 | 0 | 0 | 0 | 0 | 0 | 0 | 0 | 0 | 0 | 0 | 0 | 0 | 0 | 0 | 0 | 0 | 0 | 0 | 0 | 0 | 0 | 0 | 0 | 0 | 0 | 0 | 0 | 0 | 0 | 0 | 0 | 0 | 0 | 0 | 0 | 0 | 0 | 0 | 0 | 0 | 0 | 0 | 0 | 0 | 0 | 0 | 0 | 0 | 0 | 0 | 0 | 0 | 0 | 0 | 0 | 0 | 0 | 0 | 0 | 0 | 0 | 0 | 0 | 0 | 0 | 0 | 0 | 0 | 0 | 0 | 0 | 0 | 0 | 0 | 0 | 0 | 0 | 0 | 0 | 0 | 0 | 0 | 0 | 0 | 0 | 0 | 0 | 0 | 0 | 0 | 0 | 0 | 0 | 0 | 0 | 0 | 0 | 0 | 0 | 0 | 0 | 0 | 0 | 0 | 0 | 0 | 0 | 0 | 0 | 0 | 0 | 0 | 0 | 0 | 0 | 0 | 0 | 0 | 0 | 0 | 0 | 0 | 0 | 0 | 0 | 0 | 0 | 0 | 0 | 0 | 0 | 0 | 0 | 0 | 0 | 0 | 0 | 0 | 0 | 0 | 0 | 0 | 0 | 0 | 0 | 0 | 0 | 0 | 0 | 0 | 0 | 0 | 0 | 0 | 0 | 0 | 0 | 0 | 0 | 0 | 0 | 0 | 0 | 0 | 0 | 0 | 0 | 0 | 0 | 0 | 0 | 0 | 0 | 0 | 0 | 0 | 0 | 0 | 0 | 0 | 0 | 0 | 0 | 0 | 0 | 0 | 0 | 0 | 0 | 0 | 0 | 0 | 0 | 0 | 0 | 0 | 0 | 0 | 0 | 0 | 0 | 0 | 0 | 0 | 0 | 0 | 0 | 0 | 0 | 0 | 0 | 0 | 0 | 0 | 0 | 0 | 0 | 0 | 0 | 0 | 0 | 0 | 0 | 0 | 0 | 0 | 0 | 0 | 0 | 0 | 0 | 0 | 0 | 0 | 0 | 0 | 0 | 0 | 0 | 0 | 0 | 0 | 0 | 0 | 0 | 0 | 0 | 0 | 0 | 0 | 0 | 0 | 0 | 0 | 0 | 0 | 0 | 0 | 0 | 0 | 0 | 0 | 0 | 0 | 0 | 0 | 0 | 0 | 0 | 0 | 0 | 0 | 0 | 0 | 0 | 0 | 0 | 0 | 0 | 0 | 0 | 0 | 0 | 0 | 0 | 0 | 0 | 0 | 0 | 0 | 0 | 0 | 0 | 0 | 0 | 0 | 0 | 0 | 0 | 0 | 0 | 0 | 0 | 0 | 0 | 0 | 0 | 0 | 0 | 0 | 0 | 0 | 0 | 0 | 0 | 0 | 0 | 0 | 0 | 0 | 0 | 0 | 0 | 0 | 0 | 0 | 0 | 0 | 0 | 0 | 0 | 0 | 0
Capacity |  | 0 | 0 | 0 | 0 | 0 | 36.18 | 36.18 | 36.18 | 36.18 | 36.18 | 36.18 | 36.18 | 34.6 | 34.6 | 34.6 | 34.6 | 34.6 | 51.69 | 51.69 | 51.69 | 51.69 | 51.69 | 51.69 | 51.69 | 49.44 | 49.44 | 49.44 | 49.44 | 49.44 | 56.21 | 56.21 | 56.21 | 56.21 | 56.21 | 56.21 | 56.21 | 53.76 | 53.76 | 53.76 | 53.76 | 53.76 | 55.86 | 55.86 | 55.86 | 55.86 | 55.86 | 55.86 | 55.86 | 53.43 | 53.43 | 53.43 | 53.43 | 53.43 | 55.85 | 55.85 | 55.85 | 55.85 | 55.85 | 55.85 | 55.85 | 53.42 | 53.42 | 53.42 | 53.42 | 53.42 | 58.38 | 58.38 | 58.38 | 58.38 | 58.38 | 58.38 | 58.38 | 55.84 | 55.84 | 55.84 | 55.84 | 55.84 | 57.14 | 57.14 | 57.14 | 57.14 | 57.14 | 57.14 | 57.14 | 54.65 | 54.65 | 54.65 | 54.65 | 54.65 | 57.69 | 57.69 | 57.69 | 57.69 | 57.69 | 57.69 | 57.69 | 55.18 | 55.18 | 55.18 | 55.18 | 55.18 | 60.07 | 60.07 | 60.07 | 60.07 | 60.07 | 60.07 | 60.07 | 57.44 | 57.44 | 57.44 | 57.44 | 57.44 | 81.82 | 81.82 | 81.82 | 81.82 | 81.82 | 81.82 | 81.82 | 78.26 | 78.26 | 78.26 | 78.26 | 78.26 | 82.4 | 82.4 | 82.4 | 82.4 | 82.4 | 82.4 | 82.4 | 78.8 | 78.8 | 78.8 | 78.8 | 78.8 | 81.61 | 81.61 | 81.61 | 81.61 | 81.61 | 81.61 | 81.61 | 78.05 | 78.05 | 78.05 | 78.05 | 78.05 | 81.77 | 81.77 | 81.77 | 81.77 | 81.77 | 81.77 | 81.77 | 78.21 | 78.21 | 78.21 | 78.21 | 78.21 | 76.85 | 76.85 | 76.85 | 76.85 | 76.85 | 76.85 | 76.85 | 73.5 | 73.5 | 73.5 | 73.5 | 73.5 | 72.92 | 72.92 | 72.92 | 72.92 | 72.92 | 72.92 | 72.92 | 69.73 | 69.73 | 69.73 | 69.73 | 69.73 | 67.51 | 67.51 | 67.51 | 67.51 | 67.51 | 67.51 | 67.51 | 64.56 | 64.56 | 64.56 | 64.56 | 64.56 | 56.84 | 56.84 | 56.84 | 56.84 | 56.84 | 56.84 | 56.84 | 54.36 | 54.36 | 54.36 | 54.36 | 54.36 | 41.22 | 41.22 | 41.22 | 41.22 | 41.22 | 41.22 | 41.22 | 39.41 | 39.41 | 39.41 | 39.41 | 39.41 | 21.67 | 21.67 | 21.67 | 21.67 | 21.67 | 21.67 | 21.67 | 20.71 | 20.71 | 20.71 | 20.71 | 20.71 | 0 | 0 | 0 | 0 | 0 | 0 | 0 | 0 | 0 | 0 | 0 | 0 | 0 | 0 | 0 | 0 | 0 | 0 | 0 | 0 | 0 | 0 | 0 | 0 | 0 | 0 | 0 | 0 | 0 | 0 | 0 | 0 | 0 | 0 | 0 | 0 | 0 | 0 | 0 | 0 | 0 | 0 | 0 | 0 | 0 | 0 | 0 | 0 | 0 | 0 | 0 | 0 | 0 | 0 | 0 | 0 | 0 | 0 | 0 | 0 | 0 | 0 | 0 | 0 | 0 | 0 | 0 | 0 | 0 | 0 | 0 | 0 | 0 | 0 | 0 | 0 | 0 | 0 | 0 | 0 | 0 | 0 | 0 | 0 | 0 | 0 | 0 | 0 | 0 | 0 | 0 | 0 | 0 | 0 | 0 | 0 | 0 | 0 | 0 | 0 | 0 | 0 | 0 | 0 | 0 | 0 | 0 | 0 | 0 | 0 | 0 | 0 | 0 | 0 | 0 | 0 | 0 | 0 | 0 | 0 | 0 | 0 | 0 | 0 | 0 | 0 | 0 | 0 | 0 | 0 | 0 | 0 | 0 | 0 | 0 | 0 | 0 | 0 | 0 | 0 | 0 | 0 | 0 | 0 | 0 | 0 | 0 | 8 | 2033 | 2033-06-01 | 2034-05-31 | 10.3
RNS |  | 0 | 111.66 | 111.66 | 111.66 | 111.66 | 111.66 | 111.66 | 111.66 | 111.66 | 111.66 | 111.66 | 111.66 | 111.51 | 111.78 | 111.78 | 111.78 | 111.78 | 111.78 | 111.78 | 111.78 | 111.78 | 111.78 | 111.78 | 111.78 | 110.99 | 110.19 | 110.19 | 110.19 | 110.19 | 110.19 | 110.19 | 110.19 | 110.19 | 110.19 | 110.19 | 110.19 | 107.23 | 107.48 | 107.48 | 107.48 | 107.48 | 107.48 | 107.48 | 107.48 | 107.48 | 107.48 | 107.48 | 107.48 | 103.68 | 103.93 | 103.93 | 103.93 | 103.93 | 103.93 | 103.93 | 103.93 | 103.93 | 103.93 | 103.93 | 103.93 | 100.28 | 100.51 | 100.51 | 100.51 | 100.51 | 100.51 | 100.51 | 100.51 | 100.51 | 100.51 | 100.51 | 100.51 | 97 | 96.3 | 96.3 | 96.3 | 96.3 | 96.3 | 96.3 | 96.3 | 96.3 | 96.3 | 96.3 | 96.3 | 92.89 | 93.11 | 93.11 | 93.11 | 93.11 | 93.11 | 93.11 | 93.11 | 93.11 | 93.11 | 93.11 | 93.11 | 89.82 | 89.15 | 89.15 | 89.15 | 89.15 | 89.15 | 89.15 | 89.15 | 89.15 | 89.15 | 89.15 | 89.15 | 86.03 | 86.24 | 86.24 | 86.24 | 86.24 | 86.24 | 86.24 | 86.24 | 86.24 | 86.24 | 86.24 | 86.24 | 83.22 | 81.78 | 81.78 | 81.78 | 81.78 | 81.78 | 81.78 | 81.78 | 81.78 | 81.78 | 81.78 | 81.78 | 78.89 | 77.49 | 77.49 | 77.49 | 77.49 | 77.49 | 77.49 | 77.49 | 77.49 | 77.49 | 77.49 | 77.49 | 74.76 | 74.18 | 74.18 | 74.18 | 74.18 | 74.18 | 74.18 | 74.18 | 74.18 | 74.18 | 74.18 | 74.18 | 71.59 | 68.81 | 68.81 | 68.81 | 68.81 | 68.81 | 68.81 | 68.81 | 68.81 | 68.81 | 68.81 | 68.81 | 66.36 | 64.38 | 64.38 | 64.38 | 64.38 | 64.38 | 64.38 | 64.38 | 64.38 | 64.38 | 64.38 | 64.38 | 62.13 | 58.83 | 58.83 | 58.83 | 58.83 | 58.83 | 58.83 | 58.83 | 58.83 | 58.83 | 58.83 | 58.83 | 56.76 | 48.86 | 48.86 | 48.86 | 48.86 | 48.86 | 48.86 | 48.86 | 48.86 | 48.86 | 48.86 | 48.86 | 47.15 | 34.96 | 34.96 | 34.96 | 34.96 | 34.96 | 34.96 | 34.96 | 34.96 | 34.96 | 34.96 | 34.96 | 33.73 | 18.16 | 18.16 | 18.16 | 18.16 | 18.16 | 18.16 | 18.16 | 18.16 | 18.16 | 18.16 | 18.16 | 17.52 | 0 | 0 | 0 | 0 | 0 | 0 | 0 | 0 | 0 | 0 | 0 | 0 | 0 | 0 | 0 | 0 | 0 | 0 | 0 | 0 | 0 | 0 | 0 | 0 | 0 | 0 | 0 | 0 | 0 | 0 | 0 | 0 | 0 | 0 | 0 | 0 | 0 | 0 | 0 | 0 | 0 | 0 | 0 | 0 | 0 | 0 | 0 | 0 | 0 | 0 | 0 | 0 | 0 | 0 | 0 | 0 | 0 | 0 | 0 | 0 | 0 | 0 | 0 | 0 | 0 | 0 | 0 | 0 | 0 | 0 | 0 | 0 | 0 | 0 | 0 | 0 | 0 | 0 | 0 | 0 | 0 | 0 | 0 | 0 | 0 | 0 | 0 | 0 | 0 | 0 | 0 | 0 | 0 | 0 | 0 | 0 | 0 | 0 | 0 | 0 | 0 | 0 | 0 | 0 | 0 | 0 | 0 | 0 | 0 | 0 | 0 | 0 | 0 | 0 | 0 | 0 | 0 | 0 | 0 | 0 | 0 | 0 | 0 | 0 | 0 | 0 | 0 | 0 | 0 | 0 | 0 | 0 | 0 | 0 | 0 | 0 | 0 | 0 | 0 | 0 | 0 | 0 | 0 | 0 | 0 | 0 | 0 | 0 | 0 | 0 | 0 | 8 | 2034 | 2034-06-01 | 2035-05-31 | 10.3
Total Revenues |  | 23.3867 | 135.1199 | 136.38 | 137.3864 | 137.4488 | 174.6077 | 176.0141 | 176.3122 | 174.4361 | 173.7695 | 172.7378 | 172.6112 | 167.3781 | 168.3401 | 169.468 | 170.6769 | 171.1331 | 188.5832 | 190.1246 | 190.479 | 188.2991 | 188.3863 | 187.3067 | 186.5614 | 183.3412 | 182.796 | 181.0242 | 181.412 | 181.5454 | 188.4992 | 189.2033 | 188.3043 | 188.2505 | 188.1485 | 187.8376 | 187.6426 | 182.5371 | 182.801 | 181.4899 | 181.8703 | 181.8951 | 184.142 | 184.8578 | 184.0911 | 183.935 | 183.9843 | 183.6768 | 183.233 | 177.7766 | 178.0679 | 176.6051 | 176.9172 | 177.098 | 179.6875 | 180.2241 | 179.516 | 179.3215 | 179.5363 | 178.8985 | 179.5052 | 173.9437 | 173.5488 | 172.4102 | 172.7042 | 172.7978 | 178.0016 | 178.4534 | 177.9847 | 177.7896 | 177.9137 | 177.273 | 177.7466 | 229.7062 | 229.1472 | 227.0616 | 227.4406 | 227.457 | 228.7822 | 229.3533 | 229.1088 | 228.6486 | 229.0076 | 228.0658 | 230.0119 | 224.898 | 224.7941 | 222.956 | 223.2782 | 223.2003 | 226.3489 | 226.8692 | 226.8688 | 226.1636 | 226.7209 | 225.9109 | 226.6863 | 160.2804 | 159.2835 | 157.4279 | 157.7532 | 157.6746 | 162.6742 | 163.1994 | 163.199 | 162.4871 | 163.0497 | 162.232 | 163.0148 | 159.056 | 158.9326 | 157.0399 | 157.3717 | 157.2915 | 181.7833 | 182.319 | 182.3185 | 181.5924 | 182.1663 | 181.3323 | 182.1307 | 177.0843 | 175.3078 | 173.3973 | 173.7322 | 173.6513 | 177.9041 | 178.4448 | 178.4444 | 177.7115 | 178.2907 | 177.4489 | 178.2548 | 173.3283 | 171.585 | 169.6363 | 169.978 | 169.8954 | 172.8205 | 173.372 | 173.3716 | 172.624 | 173.2148 | 172.3561 | 173.1782 | 168.6192 | 167.689 | 165.7014 | 166.0499 | 165.9656 | 169.803 | 170.3656 | 170.3651 | 169.6026 | 170.2052 | 169.3294 | 170.1679 | 165.3247 | 162.1912 | 160.1852 | 160.5369 | 160.4519 | 159.2104 | 159.7781 | 159.7777 | 159.0081 | 159.6163 | 158.7324 | 159.5786 | 155.23 | 152.8933 | 150.869 | 151.2238 | 151.138 | 150.6776 | 151.2506 | 151.2501 | 150.4735 | 151.0873 | 150.1952 | 151.0492 | 146.7847 | 143.121 | 141.0561 | 141.4181 | 141.3306 | 139.2325 | 139.817 | 139.8165 | 139.0243 | 139.6504 | 138.7405 | 139.6116 | 134.6774 | 126.4104 | 124.3269 | 124.6921 | 124.6038 | 117.0069 | 117.5966 | 117.5961 | 116.7968 | 117.4285 | 116.5104 | 117.3893 | 112.159 | 99.5946 | 97.4695 | 97.842 | 97.7519 | 84.7375 | 85.339 | 85.3385 | 84.5232 | 85.1675 | 84.2311 | 85.1276 | 79.9842 | 64.0365 | 61.8924 | 62.2682 | 62.1774 | 44.564 | 45.1709 | 45.1704 | 44.3478 | 44.9979 | 44.0531 | 44.9576 | 40.486 | 22.5807 | 20.3937 | 20.7771 | 20.6844 | 0.10363 | 0.72263 | 0.72211 | -0.11692 | 0.54618 | -0.41751 | 0.50506 | 0 | 0 | 0 | 0 | 0 | 0 | 0 | 0 | 0 | 0 | 0 | 0 | 0 | 0 | 0 | 0 | 0 | 0 | 0 | 0 | 0 | 0 | 0 | 0 | 0 | 0 | 0 | 0 | 0 | 0 | 0 | 0 | 0 | 0 | 0 | 0 | 0 | 0 | 0 | 0 | 0 | 0 | 0 | 0 | 0 | 0 | 0 | 0 | 0 | 0 | 0 | 0 | 0 | 0 | 0 | 0 | 0 | 0 | 0 | 0 | 0 | 0 | 0 | 0 | 0 | 0 | 0 | 0 | 0 | 0 | 0 | 0 | 0 | 0 | 0 | 0 | 0 | 0 | 0 | 0 | 0 | 0 | 0 | 0 | 0 | 0 | 0 | 0 | 0 | 0 | 0 | 0 | 0 | 0 | 0 | 0 | 0 | 0 | 0 | 0 | 0 | 0 | 0 | 0 | 0 | 0 | 0 | 0 | 0 | 0 | 0 | 0 | 0 | 0 | 0 | 0 | 0 | 0 | 0 | 0 | 0 | 0 | 0 | 0 | 0 | 0 | 0 | 0 | 0 | 0 | 0 | 0 | 0 | 0 | 0 | 0 | 0 | 0 | 0 | 0 | 8 | 2035 | 2035-06-01 | 2036-05-31 | 10.2
[382 empty] | 8 | 2036 | 2036-06-01 | 2037-05-31 | 10.2
Year 2 installs | NPV | 1 | 2 | 3 | 4 | 5 | 6 | 7 | 8 | 9 | 10 | 11 | 12 | 13 | 14 | 15 | 16 | 17 | 18 | 19 | 20 | 21 | 22 | 23 | 24 | 25 | 26 | 27 | 28 | 29 | 30 | [350 empty] | 8 | 2037 | 2037-06-01 | 2038-05-31 | 10
Revenues | [381 empty] | 8 | 2038 | 2038-06-01 | 2039-05-31 | 9.8
Energy | 1580.9232 | 139.735 | 146.0902 | 141.2833 | 143.5093 | 147.1498 | 150.3775 | 154.3199 | 156.3796 | 157.9555 | 161.1147 | 161.1627 | 161.2036 | 162.8048 | 159.3814 | 157.4446 | 151.982 | 133.8795 | 102.5114 | 58.805 | 5.9172 | 0 | 0 | 0 | 0 | 0 | 0 | 0 | 0 | 0 | 0 | [350 empty] | 8 | 2039 | 2039-06-01 | 2040-05-31 | 9.7
DASI | 74.4213 | 6.5545 | 6.6856 | 6.7544 | 6.8895 | 7.0273 | 7.1678 | 7.2409 | 7.3857 | 7.4602 | 7.6095 | 7.6095 | 7.6064 | 7.6794 | 7.5099 | 7.413 | 7.1412 | 6.2557 | 4.7201 | 2.5855 | 0 | 0 | 0 | 0 | 0 | 0 | 0 | 0 | 0 | 0 | 0
Rate 1 | 0 | 0 | 0 | 0 | 0 | 0 | 0 | 0 | 0 | 0 | 0 | 0 | 0 | 0 | 0 | 0 | 0 | 0 | 0 | 0 | 0 | 0 | 0 | 0 | 0 | 0 | 0 | 0 | 0 | 0 | 0
Frequency | 557.8323 | 162.4008 | 138.0406 | 116.2171 | 98.7845 | 83.9668 | 71.3718 | 0 | 0 | 0 | 0 | 0 | 0 | 0 | 0 | 0 | 0 | 0 | 0 | 0 | 0 | 0 | 0 | 0 | 0 | 0 | 0 | 0 | 0 | 0 | 0
T&D Deferral | 933.6836 | 0 | 0 | 0 | 0 | 0 | 0 | 746.75 | 746.75 | 0 | 0 | 0 | 0 | 0 | 0 | 0 | 0 | 0 | 0 | 0 | 0 | 0 | 0 | 0 | 0 | 0 | 0 | 0 | 0 | 0 | 0
Power Factor/VAR support | 0 | 0 | 0 | 0 | 0 | 0 | 0 | 0 | 0 | 0 | 0 | 0 | 0 | 0 | 0 | 0 | 0 | 0 | 0 | 0 | 0 | 0 | 0 | 0 | 0 | 0 | 0 | 0 | 0 | 0 | 0
Capacity | 7364.0806 | 253.26 | 534.83 | 640.67 | 659.82 | 658.1 | 675.76 | 679.18 | 677.08 | 696.39 | 859.94 | 968.1 | 965.27 | 962.64 | 929 | 877.94 | 821.22 | 720.68 | 560.34 | 348.74 | 103.55 | 0 | 0 | 0 | 0 | 0 | 0 | 0 | 0 | 0 | 0 | [350 empty] | 8 | 2040 | 2040-06-01 | 2041-05-31 | 9.3
RNS | 11412.5513 | 1228.26 | 1341.09 | 1323.08 | 1289.51 | 1246.91 | 1205.89 | 1156.3 | 1117.1 | 1070.47 | 1034.67 | 982.8 | 931.28 | 890.74 | 828.5 | 774.54 | 709.26 | 594.22 | 431.71 | 233.49 | 17.52 | 0 | 0 | 0 | 0 | 0 | 0 | 0 | 0 | 0 | 0 | [350 empty] | 8 | 2041 | 2041-06-01 | 2042-05-31 | 9
Total | 21923.4923 | 1790.2102 | 2166.7364 | 2228.0047 | 2198.5132 | 2143.1539 | 2110.5671 | 2743.7907 | 2704.6953 | 1932.2758 | 2063.3341 | 2119.6721 | 2065.36 | 2023.8641 | 1924.3914 | 1817.3376 | 1689.6032 | 1455.0352 | 1099.2814 | 643.6205 | 126.9872 | 0 | 0 | 0 | 0 | 0 | 0 | 0 | 0 | 0 | 0 | [350 empty] | 8 | 2042 | 2042-06-01 | 2043-05-31 | 8.5
(0) Adjusted for failure rate | [381 empty] | 8 | 2043 | 2043-06-01 | 2044-05-31 | 7.3
(1) Adjusted for degradation and availability | [381 empty] | 8 | 2044 | 2044-06-01 | 2045-05-31 | 5.4
(2) Adjusted for losses, reserve margin (for FCM), and forecast error. | [381 empty] | 8 | 2045 | 2045-06-01 | 2046-05-31 | 2.9
[382 empty] | 8 | 2046 | 2046-06-01 | 2047-05-31 | 0
[382 empty] | 8 | 2047 | 2047-06-01 | 2048-05-31 | 0
[382 empty] | 8 | 2048 | 2048-06-01 | 2049-05-31 | 0
[382 empty] | 8 | 2049 | 2049-06-01 | 2050-05-31 | 0
[382 empty] | 8 | 2050 | 2050-06-01 | 2051-05-31 | 0
[382 empty] | 8 | 2051 | 2051-06-01 | 2052-05-31 | 0
[382 empty] | 8 | 2052 | 2052-06-01 | 2053-05-31 | 0
[382 empty] | 8 | 2053 | 2053-06-01 | 2054-05-31 | 0
[382 empty] | 8 | 2054 | 2054-06-01 | 2055-05-31 | 0
[382 empty] | 8 | 2055 | 2055-06-01 | 2056-05-31 | 0
[382 empty] | 8 | 2056 | 2056-06-01 | 2057-05-31 | 0
[382 empty] | 8 | 2057 | 2057-06-01 | 2058-05-31 | 0
[382 empty] | 8 | 2058 | 2058-06-01 | 2059-05-31 | 0
[382 empty] | 8 | 2059 | 2059-06-01 | 2060-05-31 | 0
Formulas:
Beginning = EOMONTH([Beginning, row above],11)+1
Ending = EOMONTH([Ending, row above],12)

## Connectivity-Payment
Virtual Peaker | 36 | per system per year
Tesla | 24 | per system (2 PWs) per year
| 20 | year duration
|  | Year | 1 | 2 | 3 | 4 | 5 | 6 | 7 | 8 | 9 | 10 | 11 | 12 | 13 | 14 | 15 | 16 | 17 | 18 | 19 | 20 | 21 | 22 | 23 | 24 | 25 | 26 | 27 | 28 | 29 | 30 | 31 | 32
Tesla cost share |  |  | 24 | 24 | 24 | 24 | 24 | 24 | 24 | 24 | 24 | 24 | 24 | 24 | 24 | 24 | 24 | 24 | 24 | 24 | 24 | 24 | 0 | 0 | 0 | 0 | 0 | 0 | 0 | 0 | 0 | 0 | 0 | 0
VP cost share |  |  | 0 | 0 | 0 | 0 | 0 | 0 | 0 | 0 | 0 | 0 | 0 | 0 | 0 | 0 | 0 | 0 | 0 | 0 | 0 | 0 | 0 | 0 | 0 | 0 | 0 | 0 | 0 | 0 | 0 | 0 | 0 | 0
Average cost |  |  | 24 | 24 | 24 | 24 | 24 | 24 | 24 | 24 | 24 | 24 | 24 | 24 | 24 | 24 | 24 | 24 | 24 | 24 | 24 | 24 | 0 | 0 | 0 | 0 | 0 | 0 | 0 | 0 | 0 | 0 | 0 | 0
| NPV | 265.0655